## Cost Abstract
Cost Abstract of Landscape development of Central Park Area at Naya Raipur
Sr. No. | Description of Items | Amount in Figures in INR | Amount in Words
I | Civil Works | 0
II | Land scaping & Horticulture Works | 0
III | Irrigation Works | 0
IV | Electrical Works | 0
V | Play unit for Children Park | 0
VI | Garden Décor Works | 0
VII | Mechanical Works | 0
VIII | Operation and Maintenance Works | 0
| Grand Total | 0

## BOQ
Bill of quantity for Landscape development of Central Park Area at Naya Raipur
Sl. No. | Description of Items | Unit | Quantity | Rate in INR | Rate in Words in Rupees | Amount in INR
I | Civil Works
1 | Excavation for roadway in soil using including loading in truck for carrying of cut earth to embankment site with all lifts and lead upto1000 meters as per relevant clauses of section 300 all complete as per the direction of engineers in charge. | Cum | 46727 |  |  | 0
2 | Excavation for roadway in ordinary rock using including loading in truck for carrying of cut earth to embankment site with all lifts and lead upto1000 meters as per relevant clauses of section 300 all complete as per the direction of engineers in charge. | Cum | 6964 |  |  | 0
3 | Excavation in Hard Rock (requiring blasting) with disposal upto 1000 meters (Excavation for roadway in hard rock (requiring blasting) by drilling, blasting and breaking, trimming of bottom and side slopes in accordance with requirements of lines, grades and cross sections, loading and disposal of cut road with in all lifts and leads up to 1000 meters as per relevant clauses of section 300 all complete as per the direction of engineers in charge. | Cum | 695 |  |  | 0
4 | Excavation for all types and sizes of foundations, trenches and drains or for any other purpose including disposal of excavated stuff upto 1.5 m lift and lead upto 50m (at least 5m away from the excavated area), including dressing and leveling of pits all complete as per the direction of engineers in charge.
i | In all types of soil | Cum | 3976 |  |  | 0
ii | In ordinary rock | Cum | 661 |  |  | 0
iii | In hard rock requiring blasting | Cum | 379 |  |  | 0
5 | Extra for every additional lift of 1.5 m or part thereof all complete as per the direction of engineers in charge.
i | All types of soil | Cum | 1061 |  |  | 0
ii | Ordinary or hard rock | Cum | 125 |  |  | 0
6 | Open timbering in foundation trenches including strutting and shoring complete (measurements to be taken of the face area timbered.) all complete as per the direction of engineers in charge.
i | Depth not exceeding 1.5 M. | Cum | 150 |  |  | 0
ii | Depth exceeding 1.5 M. but not exceeding 3 M. | Cum | 1786 |  |  | 0
iii | Depth exceeding 3.0 M. | Cum | 1512 |  |  | 0
7 | Construction of embankment / sub grade with Material Obtained from Borrow Pits (Construction of embankment with approved material/selected soil having C.B.R. > 5 (unless specified otherwise in the contract) obtained from borrow pits with all lifts and leads, transporting to site, spreading, grading to required slope and compacting to meet requirement of table 300-2) all complete as per the direction of engineers in charge. ( within NRDA Boundary Limits) | Cum | 72429 |  |  | 0
8 | Construction of Embankment with Material Deposited from Roadway Cutting (Construction of embankment with approved materials deposited at site from roadway cutting and excavation from drain and foundation of other structures graded and compacted to meet requirement of table 300-2) all complete as per the direction of engineers in charge. | Cum | 55696 |  |  | 0
9 | Filling from available excavated stuff (Excluding rock) in trenches, plinth, sides of foundation etc. in layers not exceeding 20cm in depth consolidating each deposited layer by ramming and watering with a lead upto 50 M. and lift upto 1.5 M all complete as per the direction of engineers in charge. | Cum | 740 |  |  | 0
10 | Providing and filling in plinth with sand/ Crusher dust and hard moorum under floor in layers not exceeding 20cm in depth consolidating each deposited layer by ramming and watering, including dressing etc. all complete as per the direction of engineers in charge. | Cum. | 2607 |  |  | 0
11 | Providing and laying Clay layer at bottom of the pond and slopping sides, making the pond waterproof by preparing the clay layer of required quality transporting the clay from available places,including labour Royalty etc. complete as per direction of engineer in charge. The liner system comprise, a 90cm thick compacted clay soil of permeability not greater than 1x10-7 cm/sec, the liner should be constructed in series of lifts each of 25cm compacted to about 15cm by four to five passes of sheep foot roller. The finished thickness of the liner should be 90 cm . | Cum | 3410 |  |  | 0
12 | Compaction in plinth and filled up area of murum with plate compactor all complete as per the direction of engineers in charge. | Sqm | 24302 |  |  | 0
13 | Compacting Original Ground supporting embankment Loosening, leveling and compacting original ground to facilitate placement of first layer of embankment scarified to a depth of 150 mm , mixed with water at O.M.C.and then compacted by rolling so as to achieve minimum dry densityas given in table 300-2 for embankment construction all complete as per the direction of engineers in charge. | Cum | 2584 |  |  | 0
14 | Providing and laying boulders apron on river bed for protection against scour with stone boulders weighing not less than 40 kg each as per drawing and Technical specification all complete as per the direction of engineers in charge. | Cum. | 372 |  |  | 0
15 | PCC work: Providing and laying nominal mix cement concrete with crushed stone aggregate using concrete mixer in foundation, plinth and at ground level excluding cost of form work all complete as per the direction of engineers in charge.
i | 1:3:6 (1 cement : 3 coarse sand : 6 graded stone aggregate 20mm nominal size). | Cum. | 213 |  |  | 0
16 | PCC work: Providing and laying nominal mix cement concrete with crushed stone aggregate using concrete mixer in all works upto floor five level excluding cost of form work. (RMC: Using batching plant, transit mixer and concrete pump etc.) all complete as per the direction of engineers in charge.
i | 1:3:6 (1 cement : 3 coarse sand : 6 graded stone aggregate 20mm nominal size). | Cum | 747 |  |  | 0
17 | PCC 1:3:6 in Foundation (Plain cement concrete 1:3:6 mix with crushed stone aggregate 40 mm nominal size mechanically mixed, placed in foundation and compacted by vibration including curing for 14 days.) all complete as per the direction of engineers in charge. | Cum | 128 |  |  | 0
18 | Providing and laying nominal mix cement concrete with crushed stone aggregate using concrete mixer in foundation, plinth and at ground level excluding cost of form work all complete as per the direction of engineers in charge.
i | 1:2:4 (1 cement : 2 coarse sand : 4 graded stone aggregate 20mm nominal size). | Cum | 119 |  |  | 0
19 | PCC work: Providing and laying nominal mix reinforcement cement concrete with crushed stone aggregate using concrete mixer in all works upto floor five level excluding cost of reinforcement and form work all complete as per the direction of engineers in charge.
i | 1:2:4 (1 cement : 2 coarse sand : 4 graded stone aggregate 20mm nominal size). | Cum. | 941 |  |  | 0
20 | Providing and laying design mix plain cement concrete with crushed graded stone aggregate 20mm nominal size using batching plant, transit mixer and concrete pump, in all works upto floor five level excluding cost of form work all complete as per the direction of engineers in charge.
i | M-20 (using minimum cement 390 kg/cum concrete) | Cum. | 221 |  |  | 0
21 | Providing and laying design mix reinforcement cement concrete with crushed graded stone aggregate 20mm nominal size using batching plant, transit mixer and concrete pump, in all works upto floor five level excluding cost of reinforcement and form work all complete as per the direction of engineers in charge.
i | M-30 (using minimum cement 420 kg/cum concrete) | Cum | 2374 |  |  | 0
22 | Extra for providing and mixing water proofing materials in cement plaster work in proportion as recommended by manufacturer all complete as per the direction of engineers in charge. | Kg | 705 |  |  | 0
23 | Providing and placing in position reinforcement for R.C.C. work including straightening, cutting, bending, binding etc. complete as per drawings including cost of binding wire all complete as per the direction of engineers in charge.
i | Thermo-Mechanically treated bars | Kg | 234645 |  |  | 0
24 | Providing and fixing formwork including centering, shuttering, strutting, staging, propping bracing etc. complete and including its removal at all levels, all complete as per the direction of engineers in charge.
i | Foundations, footings, base of columns and plinth beam in any shape and size. | Sqm | 6857 |  |  | 0
ii | Edge of slab, breaks in floor and walls up to 200mm | Rmt | 180 |  |  | 0
iii | Window sills, anchore blocks, string course, bends, coping, bed plates and like. | Sqm | 1344 |  |  | 0
iv | Columns, Pillars & Piers and iikess, rectangular or squar in shape | Sqm | 669 |  |  | 0
v | Wall of any thickness including attached pilasters, buttresses etc. | Sqm | 5667 |  |  | 0
vi | Beams, lintels, cantilevers and wall | Sqm | 1004 |  |  | 0
vii | Form work for coping | Sqm | 224 |  |  | 0
viii | Form work for Folded plates Slab | Sqm | 1738 |  |  | 0
ix | Form work for Edge of Slab | Sqm | 7 |  |  | 0
25 | Random rubble masonry with hard stone in foundation and plinth in Cement Mortar 1:6 (1 Cement : 6 Coarse Sand) including leveling up with cement concrete 1:6:12 (1 cement : 6 coarse sand: 12 stone aggregate 20mm nominal size) at plinth level all complete as per the direction of engineers in charge. | Cum. | 1390 |  |  | 0
26 | Coursed rubble masonry with hard stone (Second Sort) in superstructure above plinth level and up to floor five level in Cement mortar 1:6 (1 Cement : 6 Coarse sand) all complete as per the direction of engineers in charge.
i | In square or rectangular pillars. | Cum | 981 |  |  | 0
27 | Coursed rubble masonry (Second sort) with hard stone in foundation and plinth in Cement mortar 1:6 (1 cement : 6 coarse sand) all complete as per the direction of engineers in charge. | Cum. | 1589 |  |  | 0
28 | Extra for coursed rubble masonry with hard stone (Second Sort) in square or rectangular pillars all complete as per the direction of engineers in charge. | Cum | 203 |  |  | 0
29 | Cut off weather struck pointing in 1:3 CM all complete as per the direction of engineers in charge. | Sqm. | 6689 |  |  | 0
30 | Structural steel work in single section including cutting, hoisting, fixing in position and applying a priming coat of red oxide zinc chromate primer all complete as per the direction of engineers in charge. | Kg | 74828 |  |  | 0
31 | Structural steel work riveted or bolted or welded in built-up sections, trusses and frames work upto a height of 5m above plinth level, including cutting, hoisting, fixing in position and applying a priming coat of red oxide zinc chromate primer all complete as per the direction of engineers in charge. | Kg | 98060 |  |  | 0
32 | Steel work in tubular structure in built-up sections, trusses and frame work including cutting, hoisting, fixing in position upto a height of 5m above plinth level, consisting of columns trusses, roof and bottom purlins, base plate, holding down bolts, wind ties bracing (if required), bolts, nuts and washers for fastening etc. complete with applying a priming coat of red oxide zinc chromate primer all complete as per the direction of engineers in charge.
i | Hot finished welded tubes | Kg | 8290 |  |  | 0
33 | Providing and fixing G.I. chain link fabric fencing of required width in mesh size 50x50mm including strengthening with 2mm dia wire or nuts, bolts and washers as required all complete as per the direction of engineers in charge.
i | Made of G.I. wire of dia 4mm | Sqm | 5139 |  |  | 0
34 | 18mm thick cement plaster in two coats with under layer of 12mm thick plaster 1:5 (1 cement : 5 fine sand) and top layer of 6mm thick with cement plaster 1:3 (1 cement : 3 fine sand) finished rough with sponge all complete as per the direction of engineers in charge. | Sqm. | 8588 |  |  | 0
35 | 12 mm thick cement plaster of mix: ( internaly ) On Walls all complete as per the direction of engineers in charge.
i | In Cement mortar 1:4 (1 cement : 4 fine sand) | Sqm | 3394 |  |  | 0
36 | 6mm thick cement plaster of mix:( for ceiling ) all complete as per the direction of engineers in charge.
i | In Cement mortar 1:3 (1 cement : 3 fine sand) | Sqm | 871 |  |  | 0
37 | Applying one coat of cement primer on wall surface all complete as per the direction of engineers in charge. | Sqm | 9513 |  |  | 0
38 | Providing and applying 2mm thick ready mix exterior grade putty (Birla wall care, Alltek Superfine W/R of (NCL), J.K. wall putty) on walls to make the surface smooth and even all complete as per the direction of engineers in charge. | Sqm | 2466 |  |  | 0
39 | Preparation of wall surface by applying a coat of putty comprising of chalk mitti, varnish and white lead in ratio 2½:1:1 (2½ kg chalk mitti : 1 litre varnish : 1 kg white lead) respectively, sand papering and making the surface smooth to proper shape and presentable conditions all complete as per the direction of engineers in charge. | Sqm | 1639 |  |  | 0
40 | White washing with lime to give an even shade internal Walls all complete as per the direction of engineers in charge.
i | On new work (Three or more coats) | Sqm | 1407 |  |  | 0
41 | Distempering with acrylic washable distemper to give an even shade all complete as per the direction of engineers in charge.
i | On new work (Two or more coats) | Sqm | 1201 |  |  | 0
42 | Painting new exterior surface (two or more coats) with PREMIUM TEXTURED paint as per manufacturer's specifications to give protective and decorative finish including cleaning washing of surface etc. all complete as per the direction of engineers in charge.
i | On new work (Two coats ) | Sqm | 7699 |  |  | 0
43 | Painting old exterior surface (one or more coats) with PREMIUM SMOOTH EMULSION paint as per manufacturer's specifications to give protective and decorative finish including cleaning washing of surface etc. all complete as per the direction of engineers in charge.
i | On new work (Two or more coats ) | Sqm | 2744 |  |  | 0
44 | Premium synthetic enamel paint (2nd top most approved branded quality) to give an even shade all complete as per the direction of engineers in charge. | Sqm | 2580 |  |  | 0
45 | Painting on new work (two or more coats) to give an even shade with all complete as per the direction of engineers in charge.
i | Satin synthetic enamel paint (top most approved branded quality) | Sqm | 162 |  |  | 0
46 | Granular Sub-base as per Table:- 400-1
i | Construction of granular sub-base by providing close graded Material, , carriage of mixed Material to work site, spreading in uniform layers with motor grader on prepared watering,rolling and compacting with vibratory power roller at OMC to achieve the desired density, complete as per clause 401 all complete as per the direction of engineers in charge.
( A ) Plant mix method
| ( I ) for grading- III Material | Cum | 2584 |  |  | 0
47 | Wet Mix Macadam (Providing, laying, spreading and compacting graded stone aggregate to wet mix macadam specification including premixing the Material with water at OMC in mechanical mix plant carriage of mixed Material by tipper to site, laying in uniform layers with paver in sub- base / base course on well prepared surface and compacting with vibratory roller to achieve the desired density.) all complete as per the direction of engineers in charge. | Cum | 4307 |  |  | 0
48 | Providing PCC precast factory made kerb stone of 500 x400x150 mm size in M-25 grade of concrete using desi-gn mix with minimum cement content as per IS 456 for moderate exposure condition including fixing in PCC 1:2:4, 100 mm thick botom and sides, filling the joint with CM 1:2, Finishing with smooth cement plaster in CM (1:3) Paintig two coats with synthetic enamel paint in approved shade etc.complete including excavation and disposal of excavated material, making good the road etc.complete.The rate is inclusive of all types of taxes., trasportation,wastage. all type of labour, material, royalty etc. all complete as per the direction of engineers in charge. | Rmt | 18210 |  |  | 0
49 | Providing and laying non-pressure NP2 class (light duty) R.C.C. pipes with collars jointed with stiff mixture of cement mortar in the proportion of 1:2 (1 cement : 2 fine sand) including testing of joints etc. all complete as per the direction of engineers in charge.
i | 100 mm dia. R.C.C. pipe | Rmt | 1218 |  |  | 0
ii | 150 mm dia. R.C.C. pipe | Rmt | 1883 |  |  | 0
iii | 250 mm dia. R.C.C. pipe | Rmt | 220 |  |  | 0
50 | Providing and laying Reinforced Cement Concrete pipe NP3 / prestressed concrete pipe. (Laying Reinforced cement concrete pipe NP3 /prestressed concrete pipe for culverts including fixing collar with cement mortar 1:2 but excluding bedding below pipes, excavation, protection works, backfilling, concrete and masonry works in head walls and parapets.) all complete as per the direction of engineers in charge.
i | 1200 MM. Dia. | Rmt | 357 |  |  | 0
51 | Providing and constructing brick masonry road gully chamber 50x45x60 cm with modular fly-ash lime bricks (FALG Bricks) confirming to IS:12894-2002 crushing strength not less than 35kg/cm² in cement mortar 1:4 (1 cement : 4 coarse sand) including 500x450 mm precast R.C.C. horizontal grating with frame complete as per standard design all complete as per the direction of engineers in charge. | No. | 18 |  |  | 0
52 | Constructing masonry Chamber 60x60x75 cm, inside with modular fly-ash lime bricks (FALG Bricks)35 kg/ cm² in cement mortar 1:4 (1 cement : 4 coarse sand) for sluice valve, with C.I. surface box 100mm. top diameter, 160 mm bottom diameter and 180 mm deep (inside) with chained lid and RCC top slab 1:2:4 mix (1 cement : 2 coarse sand : 4 graded stone aggregate 20mm nominal size) necessary excavation foundation concrete 1:5:10 (1 cement : 5 fine sand : 10 graded stone aggregate 40 mm nominal size) and inside plastering with cement mortar 1:3 (1 cement : 3 coarse sand) 12 mm thick finished with a floating coat of neat cement complete as per standard design : | No. | 2 |  |  | 0
53 | Constructing masonry Chamber 30x30x50 cm, inside with modular fly-ash lime bricks (FALG Bricks) of 35 kg/ cm² in cement mortar 1:4 (1 cement : 4 coarse sand) for stop cock, with C. I. surface box 100x100 x75 mm (inside) with hinged cover fixed in cement concrete slab 1:2:4 mix (1 cement : 2 coarse sand : 4 graded stone aggregate 20 mm nominal size) necessary excavation foundation concrete 1:5:10 ( 1 cement : 5 fine sand:10 graded stone aggregate 40mm nominal size) and inside plastering with cement mortar 1:3 (1 cement : 3 coarse sand) 12mm thick finished with a floating coat of neat cement complete as per standard design all complete as per the direction of engineers in charge. | each | 16 |  |  | 0
54 | Constructing brick masonry chamber for underground C.I. inspection chamber and bends with 75 class designation modular fly-ash lime bricks (FALG Bricks) in cement mortar 1:4 (1 cement : 4 coarse sand) C.I. cover with frame (light duty) 455x610 mm internal dimensions, total weight of cover with frame to be not less than 38 kg (weight of cover 23 kg and weight of frame 15 kg) R.C.C. top slab with 1:2:4 mix (1 cement :2 coarse sand : 4 graded stone aggregate 20 mm nominal size) foundation concrete 1:5:10 (1 cement : 5 fine sand : 10 graded stone aggregate 40 mm nominal size), inside plastering 12 mm thick with cement mortar 1:3 (1 cement : 3 coarse sand) finished smooth with a floating coat of neat cement on walls and bed concrete etc. standard design all complete as per the direction of engineers in charge.
i | Inside dimensions 455x610 mm and 45 cm deep for single pipe line :
| With F.P.S. bricks | No | 28 |  |  | 0
55 | Extra for depth beyond 45 cm of brick masonry chamber all complete as per the direction of engineers in charge.
i | For 455x610 mm size With F.P.S. bricks | Rmt | 7 |  |  | 0
56 | Inside dimensions 600x 850 mm and 45 cm deep for pipe line with three or more inlets all complete as per the direction of engineers in charge.
i | With F.P.S. bricks | Nos | 12 |  |  | 0
57 | Extra for depth beyond 45 cm of brick masonry chamber all complete as per the direction of engineers in charge.
i | For 600x850 mm size With F.P.S. bricks | Rmt | 3 |  |  | 0
58 | Providing and fixing square-mouth S.W. gully trap grade 'A'’ complete with C.I. grating brick masonry chamber with well burnt modular fly-ash lime bricks (FALG Bricks) crushing strength not less than 35kg/ cm², water tight C.I. cover with frame of 300 x300 mm size (inside) the weight of cover to be not less than 4.50 kg and frame to be not less than 2.70 kg as per standard design all complete as per the direction of engineers in charge.
i | 180x150 mm size P type | No | 28 |  |  | 0
59 | Providing and fixing Precast cover slab in M-25 cement concrete for drain cover including reinfocement steel as per design, lifting arrange. ment in slab, finishing, curring, vibrating etc. all complete as per the direction of engineers in charge. | Cum. | 227 |  |  | 0
60 | Providing & laying 60mm thick precast interlocking concrete blocks of approved size (approx 305 sqcm) and shape/ pattern, over 40 mm thick average complete coarse sand bed with joints of 3mm thick filled by fine sand including leveling with surface vibrator, temping and sweeping etc. complete of minimum compressive strength of 250 kg/sq.cm all complete as per the direction of engineers in charge.
i | Glossy Coloured pigment precast interlock concrete blocks made out of rubber moulds | Sqm | 24974 |  |  | 0
61 | Direction and Place Identification signs upto 0.9sqm size board. (Providing and erecting direction and place identification retro-reflectorized sign as per IRC:67 made of encapsulated lens type reflective sheeting vide clause 801.3, fixed over aluminum sheeting, 2 mm thick with area not exceeding 0.9 sqm supported on a mild steel single angle iron post 75 x 75 x 6 mm firmly fixed to the ground by means of properly designed foundation with M15 grade cement concrete 45 x 45 x 60 cm, 60 cm, below ground level as per approved drawing) all complete as per the direction of engineers in charge. | Sqm | 31 |  |  | 0
62 | Providing and fixing precast compressed plain cement concrete edge restraint of size 500mmx250mmx60mm of compressive strength of 200kg. per sq.cm manufactured by electro hydraulically operated block machine by excavated trench of 150mm depth etc. complete | Rmt | 3013 |  |  | 0
63 | Providing and laying Pitching on slopes laid over prepared filter media including boulder apron laid dry in front of toe of embankment complete as per drawing and Technical specifications all complete as per the direction of engineers in charge. | Cum | 1396 |  |  | 0
64 | Construction of boulder / stone masonry wall 60 cm thick and 80 cm height in mud mortar including white washing 3 coats on one side of the wall for temporary diversion / guard walls including all materials all complete as per the direction of engineers in charge. | Rmt | 294 |  |  | 0
65 | Diluting chemical emulsion (Chlorpyriphos/ lindane) in water as per manufacturers recommendation and injecting for pre-constructional curative cum preventive anti-termite treatment: (Five year service guarantee bond to be signed by contractor) all complete as per the direction of engineers in charge.
i | Surface treatment by spreading emulsion under floor, over the plinth area before laying base concrete @ 5 litres / sqm. | Sqm | 2063 |  |  | 0
66 | Treatment of inside of plinth masonry wall on using diluted chemical emulsion @ 1.5 litre per hole, including drilling 12 mm diameter holes in plinth wall below plinth protection at the intervals of 300 mm and plugging with cement mortar 1 :2 (1 cement : 2 Coarse sand) all complete as per the direction of engineers in charge. | Rmt | 1099 |  |  | 0
67 | Treatment of outer side of plinth masonry wall using diluted chemical emulsion @ 1.5 litre per hole, including drilling 12 mm diameter holes in plinth wall at the junction of floor at the intervals of 300 mm and plugging with cement mortar 1 :2 (1 cement : 2 Coarse sand) all complete as per the direction of engineers in charge. | Rmt | 1232 |  |  | 0
68 | Supplying chlorpyriphos/ Lindane emulsifiable concentrate of 20% in sealed containers including delivery as specified all complete as per the direction of engineers in charge. | Litr. | 14262 |  |  | 0
69 | Brick work with modular fly-ash lime bricks (FALG Bricks) confirming to IS:12894-2002 of class designation 40 in foundation and plinth in: Cement Mortar 1:6 (1 cement : 6 coarse sand) all complete as per the direction of engineers in charge. | Cum. | 697 |  |  | 0
70 | Extra for brick work in superstructure all complete as per the direction of engineers in charge.
i | Above plinth and up to five floor level | Cum. | 559 |  |  | 0
71 | Half brick masonry with F.P.S. bricks of class designation 75 in superstructure above plinth level up to floor V level all complete as per the direction of engineers in charge.
i | Cement Mortar 1:3 (1 cement : 3 coarse sand) | Sqm. | 355 |  |  | 0
72 | Providing and fixing chicken mesh weighting not less than 250 gms/ sqm as per IS : specification in the required width with 10mm long steel nails on vertical and horizontal surface near R.C.C. and brick walls junctions including scaffolding and all lead and lifts etc. complete before plastering upto 10mts in height all complete as per the direction of engineers in charge. | Sqm | 593 |  |  | 0
73 | 25mm thick Local RAJIM/ Red Flag stone slab in riser of steps, skirting, dado and pillars laid on 12mm (average) thick cement mortar 1:4 (1 cement : 4 coarse sand) and joint with grey cement slurry mixed with pigments to match the shade of the slab i/c grinding, rubbing and polishing all complete as per the direction of engineers in charge. | Sqm | 80 |  |  | 0
74 | 25mm thick Local RAJIM/ Red Flag stone slab flooring laid over 20mm (average) thick base of cement mortar 1:6 (1 cement : 6 coarse sand) laid over & jointed with grey cement slurry mixed with pigments to match the shade of the stone i/c grinding, rubbing and polishing all complete as per the direction of engineers in charge. | Sqm. | 131 |  |  | 0
75 | Providing and fixing 20mm thick Jaisalmer stone flooring in any pattern over & including 20mm thick cement mortar bedding in CM 1:6 including cement float and filling joints with white neat cement slurry mixed with pigment to match the shade of stone with all wastage of all material including grinding, finishing, polishing and cleaning etc. all complete as per the direction of engineers in charge. (Edges and joints of stone are cut neatly so that thickness of joints to be not more than 1.50mm ) and i/c cost of all materials, labour and running & hire charges of all machineries required for the work at all heights. | Sqm. | 115 |  |  | 0
76 | Providing and fixing 20mm thick Jaisalmer stone in skirting, coping, dado tread & risers of steps both sides machine cut over and including 12mm thick cement plaster in CM 1:4 with cost of pigment, cement labour for grinding with cost of all materials & labour etc. complete at all heights all complete as per the direction of engineers in charge. | Sqm. | 25 |  |  | 0
77 | Extra for laying of any type of stone in flooring in strips all complete as per the direction of engineers in charge.
I | Above 100 mm and upto 200 mm | Sqm. | 5 |  |  | 0
78 | Providing and laying Anti Skid vitrified floor tiles with double charge/ multi charge printing with water absorption less than 0.5% and conforming to IS : 15622 of approved make in all colours and shades and size mentioned below (+/- 10mm), laid on 20mm thick cement mortar 1:4 (1 cement : 4 coarse sand) including grouting the joints with white cement and matching pigments etc. all complete as per the direction of engineers in charge.
i | Size 600x600mm | Sqm | 285 |  |  | 0
79 | Providing and laying Anti Skid ceramic glazed floor tiles 300x300mm conforming to IS : 15622 of approved make, colour, shade laid on 20 mm thick Cement Mortar 1:4 (1 cement : 4 coarse sand) including pointing the joints with white cement mixed with matching pigment etc., all complete as per the direction of engineers in charge.
i | In colours such as White, Ivory, Grey, Fume Red Brown, | Sqm | 52 |  |  | 0
80 | Providing and fixing ceramic glazed wall tiles conforming to IS : 15622 of approved make, colours, shades and size on wall and dados over 12 mm thick bed of cement Mortar 1:3 (1 cement : 3 coarse sand) and jointing with grey cement slurry @ 3.3kg per sqm including pointing in white cement mixed with matching pigment all complete as per the direction of engineers in charge. | Sqm | 1264 |  |  | 0
81 | Chequerred precast cement concrete tiles 25mm thick in footpath & courtyard jointed with neat cement slurry mixed with pigment to match the shade of tile including cleaning of joint etc complete on 20 mm thick bed of cement mortar 1:4 (1 cement :4 coarse sand) all complete as per the direction of engineers in charge.
i | Medium shade using approximately. 50% white cement and 50% ordinary cement. | Sqm | 37 |  |  | 0
82 | P/Fixing at all heights Paper tiles with fused edges and corner,of approved make,size,colour and texture and in the approved pattern in combination with other cladding materials including scaffolding 15 to 25 mm thick 1:4 C.M. backing coat ( in two coats if required to suit thicknes of other cladding material used in thepattern ) and adhesive as per manufactures specifica-tions and finish with grouting the joints with approvedcolour cement of approved grouting materials as directedincluding curring.cleaning with soap water and acid oras directed by Engineer-in-chaarge (As per approved pattern ) | Sqm | 262 |  |  | 0
83 | 15mm thick Granite work (machine cut, table rubbed & mirror polished) for wall lining (veneer work) in cement mortar 1:3 (1 cement : 3 coarse sand) including pointing with cement mortar 1:2 (1 white cement: 2 marble dust) mixed with matching pigment. (Area of slab should be over 0.5 sqm) all complete as per the direction of engineers in charge.
i | Grey colour | Sqm | 25 |  |  | 0
ii | Black colour | Sqm | 55 |  |  | 0
84 | Extra for providing edge moulding to 15mm thick stone counters, vanities etc. including machine polishing to edge to give high gloss finish etc. complete as per design approved by Engineer-in-Charge.
i | Granite work | Rmt | 1593 |  |  | 0
85 | Extra for fixing marble /granite stone in facia and drops of width upto 150 mm with epoxy resin based adhesive instead of cement mortar including cleaning etc. all complete as per the direction of engineers in charge. | Rmt | 432 |  |  | 0
86 | 15 mm thick Table rubbed polished Granite stone slab in risers and treads of steps skirting dado and pillars laid on 12mm (average) thick base of cement mortar 1:3 (1 cement : 3 coarse sand) and jointed with grey cement slurry including rubbing and polishing etc. all complete as per the direction of engineers in charge. (single stone is to be used for risers and treads of steps and width of stone for skirting and dado shall be equal to the height of skirting & dado and length of 1.0 m).
i | Granite Grey colour | Sqm. | 57 |  |  | 0
ii | Granite stone black colour | Sqm. | 149 |  |  | 0
87 | 15 mm thick Table rubbed polished Granite stone slab flooring laid over 20mm (average) thick base of cement mortar 1:4 (1 cement : 4 coarse sand) laid and jointed with grey cement slurry including rubbing and polishing etc. all complete as per the direction of engineers in charge. (Area of slab should be 0.50 sqm and above)
i | Granite stone black | Sqm. | 47 |  |  | 0
88 | Extra for nosing in Granite stone for treads all complete as per the direction of engineers in charge. | Rmt | 546 |  |  | 0
89 | 15mm thick Granite work (machine cut, table rubbed & mirror polished) for kitchen platform, vanity counters, window sills and similar locations of required size laid over 20mm thick base cement mortar 1:4 (1 cement : 4 coarse sand) including joints treated with white cement mixed with matching pigment including rubbing and polishing to edge moulding to give high gloss finish all complete as per the direction of engineers in charge.
i | Granite stone black | Sqm. | 266 |  |  | 0
90 | Extra for making opening of required size & shape for wash basins/ kitchen sink in kitchen platform, vanity counters and similar location in marble/Granite/stone work including making necessary holes for pillar taps etc. including rubbing and polishing of cut edges etc. all complete as per the direction of engineers in charge. | No | 60 |  |  | 0
91 | Providing and fixing vitreous china wash basin with C.I. brackets, 32 mm C.P. brass waste of standard pattern, including painting of brackets, cutting and making good the walls wherever required all complete as per the direction of engineers in charge.
i | Coloured Oval or round size 560x410mm. | No | 2 |  |  | 0
ii | White Oval or round shape Size 560x410 mm | No | 30 |  |  | 0
92 | Providing and fixing Stainless Steel A ISI 304 (18/8) kitchen sink without drain board as per IS 13983 with C.I. brackets and stainless steel plug 40 mm including painting of fittings and brackets, cutting and making good the walls wherever required all complete as per the direction of engineers in charge.
i | 610x460 mm bowl depth 200 mm. | No | 4 |  |  | 0
93 | Providing stainless steel railing/ grill made of S.S. flats, hollow S.S. pipe or square/ rectangular sections of approved design fixing in stair case, balcony or other places with metal fasteners and stainless steel bolts etc all complete as per the direction of engineers in charge. | Kg | 7549 |  |  | 0
94 | Providing and fixing stainless steel hooks and eyes with 5.6mm dia rod with necessary stainless steel screws etc all complete as per the direction of engineers in charge.
i | 200 mm. | No. | 32 |  |  | 0
95 | Providing and fixing Terracota tiles of approved design and size over and including 20mm thick cement plaster 1:3 including floating coat of cement slurry on bed and filling joints with neat cement slurry mixed with pigment to match the shade of tiles complete. | Sqm | 423 |  |  | 0
96 | 25 mm thick KOTA stone slab flooring over 20mm (average) thick base of cement mortar 1:4 laid over and jointed with grey cement slurry mixed with pigment to match the shade of the slab including grinding rubbing and polishing etc. all complete as per the direction of engineers in charge. (Area of slab to be over 0.20 sq.m and upto 0.50 sq.m) | Sqm. | 3964 |  |  | 0
97 | KOTA stone slab 25mm thick in risers and treads of steps, skirting dado and pillar laid in 12mm (average) thick cement mortar 1:3 (1 cement : 3 coarse sand) and jointed with grey cement slurry mixed with pigment to match the shade of the slab including rubbing and polishing all complete as per the direction of engineers in charge. (single stone is to be used for riser and treads of steps and the width of stone for skirting and dado shall be equal to the height of skirting/ dado with a minimum length of 1.0 M.) | Sqm. | 90 |  |  | 0
98 | Extra for nosing in steps and treads of kota stone slab all complete as per the direction of engineers in charge. | Rmt | 1652 |  |  | 0
99 | Stone work with DHOLPUR SAND STONE (machine cut edge) exposed face machine cut and table rubbed with rough backing for wall lining etc. (Veneer work) upto 10 metre height, backing filled with a grout of 20 mm thick cement mortar 1:3 (1 cement : 3 coarse sand), including pointing in white cement mortar 1:2 (1 cement : 2 stone dust) with an admixture of pigment matching the stone shade. (To be secured to the backing by means of cramps which shall be paid separately) all complete as per the direction of engineers in charge. | Sqm. | 11 |  |  | 0
i | 50mm. Thick
100 | Providing and laying manglore pattern tiles 20 mm thick (without hip or ridge tiles) on steel/ wooden frame (frame work to be paid separately) all complete as per the direction of engineers in charge. | Sqm | 191 |  |  | 0
101 | Providing and laying manglore pattern hips and ridge tiles fixed in cement mortar 1:6 etc. all complete as per the direction of engineers in charge. | Rmt | 83 |  |  | 0
102 | 15mm thick Marble stone slab flooring over 18mm (Average) thick base of cement mortar 1:4 (1 cement : 4 coarse sand) laid and jointed with grey cement slurry including grinding rubbing and polishing etc. all complete as per the direction of engineers in charge. (Area of slab should be 0.50 sqm and above)
i | Udaipur green marble | Sqm | 32 |  |  | 0
103 | Extra for nosing in marble stone for treads all complete as per the direction of engineers in charge. | Rmt | 151 |  |  | 0
104 | Chequerred terrazzo tiles 25 mm thick with graded marble chips of size upto 6mm in floors on 25mm thick bed of cement mortar 1:6 (1 cement : 6 coarse sand) jointed with neat cement slurry mixed with pigment to match the shade of tiles including grinding rubbing and polishing all complete as per the direction of engineers in charge.
i | Light shade using white cement | Sqm | 32 |  |  | 0
105 | Making connection of G.I. distribution branch in G.I. main of following sizes by providing and fixing tee, including cutting and threading the pipe etc. all complete as per the direction of engineers in charge. (Dia of main line to be measured)
i | 50 mm dia. nominal bore | each | 6 |  |  | 0
ii | 80 mm dia. nominal bore | No | 12 |  |  | 0
106 | Providing and fixing on wall surface G.I. pipes medium class complete with G.I. fittings and clamps, including cutting, making good the walls etc. and testing of joints all complete as per the direction of engineers in charge.
i | 20 mm nominal outer dia pipes | Rmt | 120 |  |  | 0
ii | 25 mm dia. nominal bore | Rmt | 16 |  |  | 0
iii | 40 mm nominal outer dia pipes | Rmt | 88 |  |  | 0
iv | 50 mm nominal outer dia pipes | Rmt | 106 |  |  | 0
107 | Providing and laying in trenches G.I. pipes medium class complete with G.I. fittings including excavation of trenches, refilling the same and testing of joints all complete as per the direction of engineers in charge.
i | 40 mm dia. nominal bore | metre | 183 |  |  | 0
ii | 50 mm dia. nominal bore | metre | 682 |  |  | 0
iii | 80 mm dia. nominal bore | metre | 450 |  |  | 0
108 | Painting G.I. pipes and fittings with two coats of anti-corrosive bitumastic paint of approved quality all complete as per the direction of engineers in charge.
i | 40 mm dia. nominal bore | metre | 183 |  |  | 0
ii | 50 mm dia. nominal bore | metre | 682 |  |  | 0
iii | 80 mm dia. nominal bore | Rmt | 450 |  |  | 0
109 | Painting G.I. pipes and fittings with synthetic enamel white paint over a red oxide zinc chromate priming coat, both of approved quality for new work all complete as per the direction of engineers in charge.
I | 25 mm dia. nominal bore | Rmt | 34 |  |  | 0
110 | Providing and fixing concealed in wall G.I. pipes medium class complete with G.I. fittings and clamps, including painting with anti corrosive bitumastic paint, cutting chases, making good the walls etc. and testing of joints all complete as per the direction of engineers in charge.
i | 15 mm dia nominal bore | Rmt | 54 |  |  | 0
111 | Providing and filling fine sand or coarser grade all-round the G.I. pipes in external work all complete as per the direction of engineers in charge.
i | 40 mm dia. nominal bore | metre | 183 |  |  | 0
ii | 50 mm dia. nominal bore | metre | 682 |  |  | 0
iii | 80 mm dia. nominal bore | Rmt | 450 |  |  | 0
112 | Providing and fixing G.I. Union in G.I. pipe (New work) including cutting and threading the pipe and making long screws etc. all complete as per the direction of engineers in charge.
i | 40 mm dia. nominal bore | each | 4 |  |  | 0
ii | 50 mm dia. nominal bore | each | 10 |  |  | 0
113 | Providing and fixing gun metal gate valve with C.I. wheel of approved quality (screwed end) all complete as per the direction of engineers in charge.
i | 25 mm nominal bore | No | 5 |  |  | 0
ii | 40 mm nominal bore | No | 17 |  |  | 0
iii | 50 mm nominal bore | No | 8 |  |  | 0
iv | 80 mm nominal bore | No | 12 |  |  | 0
114 | Providing and fixing gun metal non- return valve (vertical type) of approved quality (screwed end) all complete as per the direction of engineers in charge.
i | 40 mm nominal bore | each | 6 |  |  | 0
ii | 50 mm nominal bore | each | 4 |  |  | 0
115 | Nahani trap 110x75mm all complete as per the direction of engineers in charge. | No | 80 |  |  | 0
116 | "P" trap 110mmx110mm long all complete as per the direction of engineers in charge. | No | 24 |  |  | 0
117 | Providing and fixing 15 mm nominal bore Brass bib/stop cock of approved quality and weighting not less than 400 grams) all complete as per the direction of engineers in charge.
i | Bib cock | No | 44 |  |  | 0
118 | Providing and fixing steel door made of angle iron of suitable sizes with M.S. grill of approved pattern made of M.S. flats or square or round bars welded to frame with all necessary fitting complete including applying a priming coat of red oxide zinc chromate primer all complete as per the direction of engineers in charge. | Kg | 1004 |  |  | 0
119 | Providing and fixing of six/seven levers branded and approved mortise lock all complete as per the direction of engineers in charge. | No | 44 |  |  | 0
120 | Providing and fixing enclosed type water meter (bulk type) conforming to IS : 2373 and tested by Municipal Board complete with bolts, nuts, rubber insertions etc all complete as per the direction of engineers in charge. (The tail pieces if required will be paid separately)
i | 80 mm dia nominal bore | No. | 13 |  |  | 0
121 | Providing and fixing C.I. dirt box strainer for bulk type water meter with nuts, bolts, rubber insertions etc. complete conforming to IS : 2373 all complete as per the direction of engineers in charge.
i | 80 mm dia | each | 13 |  |  | 0
122 | Providing and fixing in position precast circular 560mm internal dia SFRC/ R.C.C. manhole cover or cover and frame of approved quality all complete as per the direction of engineers in charge.
i | Cover and frame H D - 20 | No. | 8 |  |  | 0
123 | Extra for providing and placing in position hopping 25x1.60 mm or 2 Nos 6mm dia MS bars reinforcement at every third course of half brick masonry all complete as per the direction of engineers in charge. | Sqm. | 355 |  |  | 0
124 | Providing and fixing in position doors, windows and ventilators frames made of cold rolled pressed steel sheet framed profiles made from commercial M.S. Sheets conforming to I.S. 513 of 1973 and as per general specifications of I.S 4351 including hinges jamb, lock jamb, steel butt hinges, base tie, joints mitred and welded with 10cm long legs of size 15x3mm M.S. flat, embedded in cement concrete blocks 15x10x10cm size of grade M-10 or rawl plugs and screws or with fixing clips or with bolts and nuts including neatly compacted filling M-10 cement concrete in profile section applying a priming coat of red oxide zinc chromate primer all complete as per the direction of engineers in charge.
i | Double rebate 115mmx50mm size, 1.6mm thick sheet | Metre | 107.5 |  |  | 0
125 | Providing and fixing flush door shutters decorative type, core of block board construction with frame of first class hard wood and well matched teak ply veneering with vertical grains or cross bands and face veneers on both faces of shutters excluding hinges all complete as per the direction of engineers in charge.
i | 35 mm. thick (single leaf) | Sqm | 11.5 |  |  | 0
126 | Providing and fixing flush door shutters, core of block board construction with frame of first class hard wood and well matched first class Indian teak ply veneering on one face and commercial ply veneering on the other face of the shutter with vertical grains, cross bands and face veneering excluding hinges all complete as per the direction of engineers in charge.
i | 35 mm. thick (single leaf) | Sqm | 29.5 |  |  | 0
127 | Providing and fixing factory made 25mm thick PVC flush door shutters made out of a one piece Multi chamber extruded PVC section of the size of 762mm X 25mm or less as per requirement with an average wall thickness of 1mm ± 0.3mm. PVC foam end cap of size 23x10mm are provided on both vertical edges to ensure the overall thickness of 25mm. An M.S. tube having dimensions 19mm x 19mm is inserted along the hinge side of the door. Core of the door shutter should be filled with High Density Polyurethane foam.
i | The Top & Bottom edges of the shutter are covered with an end-cap of the size 25mm X 11mm. Door shutter shall be reinforced with special polymeric reinforcements as per manufactures' specification all complete as per the direction of engineers in charge. | Sqm | 15.5 |  |  | 0
128 | Providing and fixing 30mm thick fibreglass reinforced plastic (F.R.P.) flush door shutter in different plain and wood finish made with fire retardant grade unsaturated polyester resin, moulded to 3mm thick FRP laminate all around, with suitable wooden blocks inside at required places for fixing of fittings and polyurethane foam (PUF) / Polystyrene foam to be used as filler material throughout the hollow panel, casted monolithically with testing parameters of F.R.P. laminate conforming to table - 3 of IS: 14856 : 2000, all complete as per the direction of engineers in charge. | Sqm | 63 |  |  | 0
129 | Providing and fixing bright finished brass butt hinges with brass polished MS screws all complete as per the direction of engineers in charge.
i | 100x70x4.00 mm (ordinary type) | No. | 24 |  |  | 0
ii | 100x85x5.50 mm (Heavy Type) | No. | 81 |  |  | 0
130 | Providing and fixing brass door latch with brass polished MS screws all complete as per the direction of engineers in charge.
i | 300x16x5 mm | No. | 27 |  |  | 0
131 | Providing and fixing bright finished brass door handles with brass polished MS screws all complete as per the direction of engineers in charge.
i | 125 mm | No. | 70 |  |  | 0
132 | Providing and fixing 150mm bright finished brass floor door stopper with rubber cushion & brass polished MS screws etc complete to suit the shutter thickness all complete as per the direction of engineers in charge. | No. | 35 |  |  | 0
133 | Providing and fixing bright finished brass tower bolts (barrel type) with brass polished MS screws all complete as per the direction of engineers in charge.
i | 150x10mm | No. | 35 |  |  | 0
134 | Providing and fixing bright finished brass flush bolt with brass polished MS screws all complete as per the direction of engineers in charge.
i | 150 mm | No. | 35 |  |  | 0
135 | Providing and fixing teak wood moulded beading to doors windows frames including necessary screws and primary coat on exposed surface all complete as per the direction of engineers in charge.
i | 50x12mm | Rmt | 121 |  |  | 0
136 | Providing and fixing aluminium work for doors, windows, ventilators and partitions made out of extruded aluminium standard sections (main section with minimum 1.5mm thickness) conforming to IS: 733, IS: 1285 mitred and jointed mechanically including aluminium cleats, neoprene weather stripping gasket beveled edge beading, screws duly fixed in wall/ floor with fixing clips or hold fasteners or bolts and nuts as required aluminium sections shall be anodized transparent or dyed to approved shade according to IS: 1868, minimum anodic coating shall be of grade AC-15 all complete as per the direction of engineers in charge. (Glazing and panelling to be paid for separately.)
i | For fixed portion | Kg. | 1888 |  |  | 0
137 | For shutter of doors, windows & ventilators including providing and making provision for fixing of fitting wherever required including the cost of PVC/ neoprene gasket required all complete as per the direction of engineers in charge. (Fittings shall be paid for separately). | Kg. | 354 |  |  | 0
138 | Extra for powder coated (minimum 50 micron) aluminium sections instead of anodized all complete as per the direction of engineers in charge. | Kg. | 103 |  |  | 0
139 | Providing and fixing glazing in aluminium door, window, ventilator shutters and partitions etc. with PVC/ neoprene gasket etc. all complete as per the direction of engineers in charge. (Cost of aluminium snap beading shall be paid in basic item):
i | With float glass panes of 6 mm thickness | Sqm | 131.5 |  |  | 0
ii | With float glass panes of 8 mm thickness | Sqm | 5 |  |  | 0
140 | Extra for providing and fixing tinted glass panes in aluminium door, window, ventilator shutters and partitions instead of float glass all complete as per the direction of engineers in charge.
i | 8 mm thickness for counter | Sqm | 5 |  |  | 0
141 | Providing and fixing M.S. grill of approved pattern made of M.S. flats or square or round bars welded to steel frame of windows etc. including applying a priming coat of red oxide zinc chromate primer all complete as per the direction of engineers in charge. | Kg | 1190 |  |  | 0
142 | Extra for hoisting trusses and placing in position over height above 5m for every 2.5 m height or part thereof all complete as per the direction of engineers in charge. | Kg | 107750 |  |  | 0
143 | Supplying and fixing rolling shutter of approved makes made of M.S. laths interlocked together through their entire length and jointed together at the end by end locks, mounted on specially designed pipe shaft with brackets, side guides and arrangements for inside and out side locking with push and pull arrangement complete but excluding the cost of top cover and spring all complete as per the direction of engineers in charge.
i | 80x1.25mm M.S. Laths | Sqm | 43.5 |  |  | 0
144 | Providing and fixing 27.5cm long wire spring for rolling shutters all complete as per the direction of engineers in charge. | No. | 13 |  |  | 0
145 | Providing and fixing M.S. sheet top cover for rolling shutter all complete as per the direction of engineers in charge.
i | 0.90 mm thick | Sqm | 15.5 |  |  | 0
146 | Providing and fixing in position collapsible steel shutters with vertical channels 20x10x2mm and braced with flat iron diagonals 20x5mm size with top and bottom rails of T-iron 40x40x6mm with 38mm steel pulleys complete with bolts, nuts, locking arrangement stoppers, handles including applying a priming coat of red oxide zinc chromate primer all complete as per the direction of engineers in charge. | Sqm | 25.5 |  |  | 0
147 | Providing and fixing on wall face UV stabilized Unplasticised Rigid PVC pipes (single socketed) having 3.2mm wall thickness conforming to IS : 13592 (4kg/sqcm) including jointing with seal ring conforming to IS : 5382 leaving 10 mm gap for thermal expansion all complete as per the direction of engineers in charge.
i | 110 mm dia pipe. | Rmt | 39 |  |  | 0
ii | 110 mm. Bend | No | 20 |  |  | 0
148 | Providing and fixing UV stabilized Unplasticised - PVC pipe clips of approved design to Rigid PVC pipes by means of 50x50x50mm hard wood plugs, screwed with M.S. screws of required length including cutting brick work and fixing in cement mortar 1:4 (1 cement : 4 coarse sand) and making good the wall etc. all complete as per the direction of engineers in charge.
i | 110 mm | No | 40 |  |  | 0
149 | Providing and fixing Chlorinated Polyvinyl Chloride (CPVC) pipes in concealed in wall, having thermal stability for hot & cold water supply including all CPVC plain & brass threaded fittings i/c fixing the pipe with clamps at 1.00 m spacing. This includes jointing of pipes & fittings with one step CPVC solvent cement and the cost of cutting chases and making good the same including testing of joints including cutting chases and making good the walls etc complete as per direction of Engineer in Charge.
i | 15 mm. dia. nominal bore | Rmt | 126 |  |  | 0
ii | 25 mm dia. nominal bore | Rmt | 34 |  |  | 0
150 | Providing and fixing flexible P.V.C. waste pipe for sink or wash basin including P.V.C. waste fittings complete all complete as per the direction of engineers in charge.
i | 40 mm dia | No | 48 |  |  | 0
151 | Providing and fixing 15 mm nominal bore C.P. brass fittings of approved make and conforming to IS:8931 including C.P. brass extension if required all complete as per the direction of engineers in charge.
i | Bib cock (450gms) | No | 4 |  |  | 0
ii | Long nose bib cock (500gms) | No | 34 |  |  | 0
152 | Making 50mm thick plinth protection of plain cement concrete 1:3:6 (1 cement : 3 coarse sand : 6 graded crushed stone aggregate 20mm nominal size) over 75mm bed of dry brick ballast 40mm nominal size well rammed and consolidated and grouted with sand including finishing the top smooth all complete as per the direction of engineers in charge. | Sqm | 539 |  |  | 0
153 | Providing wood work in frames of doors, windows, clerestory windows and other frames wrought framed and fixed in position all complete as per the direction of engineers in charge.
i | Teak wood | Cum. | 4 |  |  | 0
154 | Providing and laying Melamine polish on new wood work (two or more coats) with spray machine after preparing surface by rubbing down smooth with sand papers, preparation of surface, applying 5 to 10 coats of french sprit polish, applying two coats of Melamine sealer and finally applying two coats of Melamine clear as per manufacturers specifications all complete as per the direction of engineers in charge. | Sqm | 105 |  |  | 0
155 | Providing and fixing aluminium composite panels in approved panel sizes, thickness and shape on aluminium frame work on face of building all complete as per the direction of engineers in charge. (Frame to be paid for separately)
i | 3mm thick | Sqm | 28 |  |  | 0
156 | Providing and fixing in position welded steel wire fabric to concrete/ wooden/ angle iron posts including securing and screwing with G.I. tying wire, G.I. stapples, G.I.U-nails or steel pins etc., all complete as per the direction of engineers in charge.
i | Aperture 50x50mm | Sqm | 170 |  |  | 0
157 | Providing and fixing water closet squatting pan (Indian type W.C. pan), 100mm sand cast Iron P or S trap, 10 litre low level P.V.C. flushing cistern (same colour) conforming to IS : 7231, with flush bend and other fittings and fixtures complete including cutting and making good the walls and floors wherever required all complete as per the direction of engineers in charge.
i | White Orissa pattern W.C. pan of size 580x440 mm | No | 8 |  |  | 0
158 | Providing and fixing vitreous china water closet (European type W.C. pan) with white ISI marked plastic seat and lid, 10 litre low level white P.V.C. flushing cistern (same colour), conforming to IS : 7231, with all fittings and fixtures complete including cutting and making good the walls and floors wherever required all complete as per the direction of engineers in charge.
i | White Wall Hung type | No | 24 |  |  | 0
159 | Providing and fixing white vitreous china urinal basin with waste fitting as per IS : 2556, and other couplings in C.P. brass all complete as per the direction of engineers in charge.
i | Flat back half stall urinal of size 580x380x350mm | No | 40 |  |  | 0
160 | Providing and fixing sand cast iron S&S pipe as per IS: 1729 for soil, waste and vent pipes all complete as per the direction of engineers in charge.
i | 100 mm dia. | Rmt | 60 |  |  | 0
161 | Providing and fixing mirror of superior glass (of approved quality) and of required shape and size with plastic moulded frame of approved make and shade with 6 mm thick hard board backing all complete as per the direction of engineers in charge.
i | 5mm thick mirror | Sqm | 7.5 |  |  | 0
162 | Providing precast cement concrete Jali 50 mm thick 1:2:4 (1 cement : 2 coarse sand : 4 graded stone aggregate 6mm nominal size) reinforced with 1.6 mm dia mild steel wire including centering and shuttering, roughening cleaning, fixing and finishing in cement mortar 1:3 (1 cement: 3 fine sand) etc. complete excluding plastering of the jambs, sills and soffits all complete as per the direction of engineers in charge. | Sqm | 85 |  |  | 0
163 | Providing and fixing on wall face unplasticised Rigid PVC rain water pipes conforming to IS : 13592 Type A including jointing with seal ring all complete as per the direction of engineers in charge.
i | 110 mm diameter for weepholes | Rmt | 313 |  |  | 0
164 | Providing and laying in situ cement concrete M-25 of trap / granite / quartizite / gneiss metal for Reinforced Cement Concrete work of RCC railing including bailing out water, formwork, compaction and finishing, curing etc. complete (Wooden finsh Railing 0.75 m. High to C.D.Works, Bridges, culvert) as per Drg. and Technical specification all complete as per the direction of engineers in charge. | Sqm | 152 |  |  | 0
165 | Providing and laying round River Stones (mix color white and off-white, mix size 2" to 6") in the water channel including transportation, loading and unloding complete in the water channel as per Drg all complete as per the direction of engineers in charge. | Sqm | 2104 |  |  | 0
166 | Providing 1 st class bedding below pipes with graded sand or other granular materials passing through 5.6 mm sieve as per clause 2904 all complete as per the direction of engineers in charge. | Cum | 257 |  |  | 0
167 | Providing and laying Filter material underneath pitching in slopes complete as per drawing and Technical specification all complete as per the direction of engineers in charge. | Cum | 46 |  |  | 0
168 | Supply and fixing of precoated galvanized iron profile sheets (size, shape and pitch of corrugation as approved by Engineer-in-charge) 0.50 mm +/- 5% total coated thickness (TCT), Zinc coating 120gsm as per IS: 277 in 240mpa steel grade, 5-7 microns epoxy primer on both side of the sheet and polyester top coat 15-18 microns. Sheet should have protective guard film of 25 microns minimum to avoid scratches while transportation and should be supplied in single length upto 12 metre or as desired by Engineer-in-charge. The sheet shall be fixed using self drilling /self tapping screws of size (5.5x 55mm) with EPDM seal or with polymer coated J or L hooks, bolts and nuts 8mm diameter with bitumen and G.I. limpet washers or with G.I. limpet washers filled with white lead complete upto any pitch in horizontal/ vertical or curved surfaces excluding the cost of purlins, rafters and trusses and including cutting to size and shape wherever required all complete as per the direction of engineers in charge. | Sqm | 1977 |  |  | 0
169 | Providing and cutting, bending, hooking, laying in position and tying High Strenth Wire/Stands as per detailed drawing for all reinforcement concrete work etc. all complete as per the direction of engineers in charge. | Kg | 2000 |  |  | 0
170 | Constructing brick masonry manhole in cement mortar 1:4 ( 1 cement: 4 coarse sand ) R.C.C. top slab with 1:2:4 mix (1 cement : 2 coarse sand : 4 graded stone aggregate 20 mm nominal size), foundation concrete 1:4:8 mix (1 cement : 4 coarse sand : 8 graded stone aggregate 40mm nominal size) inside plastering 12mm thick with cement mortar 1:3 (1 cement : 3 coarse sand) finished with floating coat of neat cement and making channels in cement concrete 1:2:4 (1 cement : 2 coarse sand : 4 graded stone aggregate 20mm nominal size) finished with a floating coat of neat cement complete as per standard design : all complete as per the direction of engineers in charge.
Inside size 90x80 cm and 45 cm deep including C.I. cover with frame (light duty) 455x610 mm internal dimensions total weight of cover and frame to be not less than 38 kg (weight of cover 23 kg and weight of frame 15 kg)
i | With F.P.S. bricks with class designation 75 | No | 16 |  |  | 0
171 | Extra for depth of chamber : Size 90 x 80 cm. all complete as per the direction of engineers in charge.
i | With F.P.S. bricks class designation 75 | Rmt | 4 |  |  | 0
172 | Constructing brick masonry circular manhole 1.22m internal dia at bottom and 0.56m dia at top in cement mortar 1:4 (1 cement :4 coarse sand) inside cement plaster 12mm thick with cement mortar 1:3 (1 cement :3 coarse sand) finished with a floating coat of neat cement foundation concrete 1:3:6 (1 cement : 3 coarse sand : 6 graded stone aggregate 40mm nominal size) and making necessary channel in cement concrete 1:2:4 (1 cement : 2 coarse sand : 4 graded stone aggregate 20mm nominal size) finished with a floating coat of neat cement all complete as per standard design :
1.68 m deep with SFRC Cover and frame (heavy duty HD-20 grade designation) 560mm internal diameter conforming to I.S. 12592, total weight of cover and frame to be not less than 182kg. fixed in cement concrete 1:2:4 (1 cement : 2 coarse sand : 4 graded stone aggregate 20mm nominal size) including centering shuttering all complete. (Excavation, foot rests and 12 mm thick cement plaster at the external surface shall be paid for separately) all complete as per the direction of engineers in charge.
i | With F.P.S. bricks class designation 75 | No | 8 |  |  | 0
173 | Extra depth for circular type manhole 1.22m internal dia (at bottom) beyond 1.68 m to 2.29 m all complete as per the direction of engineers in charge.
i | With F.P.S. bricks class designation 75 | Rmt | 1.5 |  |  | 0
174 | Constructing brick masonry circular manhole 1.52 m internal dia at bottom and 0.56 m dia at top in cement mortar 1:4 (1 cement : 4 coarse sand) inside cement plaster 12mm thick with cement mortar 1:3 (1 cement : 3 coarse sand) finished with a floating coat of neat cement, foundation concrete 1:3:6 (1 cement : 3 coarse sand : 6 graded stone aggregate 40mm nominal size) and making necessary channel in cement concrete 1:2:4 (1 cement : 2 coarse sand : 4 graded stone aggregate 20mm nominal size) finished with a floating coat of neat cement all complete as per standard design :
2.30m deep with SFRC Cover and frame (heavy duty HD- 20 grade designation) 560mm internal diameter conforming to I.S. 12592, total weight of cover and frame to be not less than 182 kg. fixed in cement concrete 1:2:4 (1 cement : 2 coarse sand : 4 graded stone aggregate 20mm nominal size) including centering shuttering all complete. (Excavation, foot rests and 12 mm thick cement plaster at the external surface shall be paid for separately all complete as per the direction of engineers in charge.
i | With F.P.S. bricks class designation 75 | No | 18 |  |  | 0
175 | Extra depth for circular type manhole 1.52 m internal dia (at bottom) beyond 2.30 m all complete as per the direction of engineers in charge.
i | With F.P.S. bricks class designation 75 | Rmt | 27 |  |  | 0
176 | Providing M.S. Foot rests including fixing in manholes with 20x20x10 cm.cocrete blocks 1:3:6 ( 1 cement : 3 coarse sand : 6 graded stone aggregate 20 mm nominal size ) as per standered design all complete as per the direction of engineers in charge.
i | With 20x20 mm squar bar | No | 362 |  |  | 0
177 | CURB: Edging with 2nd class Bricks, laid dry lengthwise (Edging with 2nd class bricks, laid dry lengthwise, including excavation, refilling, consolidation, with a hand packing and spreading nearly surplus earth within a lead of 50 meters) all complete as per the direction of engineers in charge. | Rmt | 7200 |  |  | 0
| Sub Total of Civil Works |  |  |  |  | 0
II | Land scaping & Horticulture Works
178 | Providing and planting following herbs in garden including preparation of soil, earth mixed with manure or sludge in the ratio of 2:1 by volume (2 parts of stacked volume of earth after reduction by 20% : 1 part of stacked volume of manure after reduction by 8%) watering ,dressing including removal of rubbish and surplus earth, prepration of base plantation, providing and spreading different fertilizers, soil and sand if any with all leads and lifts including cost of manure, sludge or extra good earth if needed, all complete as per the direction of engineers in charge.
i | Furn like Arica, China etc ( 3 year old ) | Each | 3488 |  |  | 0
ii | Hibiscus flower /Rose | Each | 21990 |  |  | 0
iii | Carpet grass | Sqm | 140500 |  |  | 0
iv | Dhoob grass | Sqm | 40000 |  |  | 0
179 | TREE PLANTATION: Digging holes in ordinary soil and refilling the same with the excavated earth mixed with manure or sludge in the ratio of 2:1 by volume (2 parts of stacked volume of earth after reduction by 20% : 1 part of stacked volu-me of manure after reduction by 8%) flooding with water,dressing including removal of rubbish and surplus earth, if any with all leads and lifts including cost of manure, sludge or extra good earth if needed , Holes 1.20 cm dia, and 1.20 cm deep all complete as per the direction of engineers in charge.
TREES - 1 yr. old. Ht.-3 to 6 ft.
i | Ailanthus excelsa | No. | 64 |  |  | 0
ii | Albizzia lebbek | No. | 198 |  |  | 0
iii | Alstonia scholaris | No. | 237 |  |  | 0
iv | Artocarpus altilis | No. | 5 |  |  | 0
v | Azadirachta indica | No. | 149 |  |  | 0
vi | Bauhinia purpurea | No. | 166 |  |  | 0
vii | Bombax ceiba | No. | 3 |  |  | 0
viii | Butea monosperma | No. | 3 |  |  | 0
ix | Callistemon lanceolatus | No. | 3 |  |  | 0
x | Cassia fistula | No. | 44 |  |  | 0
xi | Cassia javanica | No. | 2 |  |  | 0
xii | Cassia marginata | No. | 6 |  |  | 0
xiii | Cassia siamea | No. | 323 |  |  | 0
xiv | Chorisia speciosa | No. | 97 |  |  | 0
xv | Cocos nucifera | No. | 109 |  |  | 0
xvi | Cordia sabestena | No. | 52 |  |  | 0
xvii | Dalbergia sissoo | No. | 249 |  |  | 0
xviii | Delonix regia | No. | 2 |  |  | 0
xix | Erythrina variegated | No. | 99 |  |  | 0
xx | Ficus bengalensis | No. | 2 |  |  | 0
xxi | Ficus religiosa | No. | 1 |  |  | 0
xxii | Filicium decipiens | No. | 15 |  |  | 0
xxiii | Grevillea robusta | No. | 4 |  |  | 0
xxiv | Jacaranda mimosaefolia | No. | 15 |  |  | 0
xxv | Kegelia pinnata | No. | 49 |  |  | 0
xxvi | Lagerstoemia speciosa | No. | 124 |  |  | 0
xxvii | Lagerstoemia thorelli | No. | 14 |  |  | 0
xxviii | Markhamia platycalyx | No. | 4 |  |  | 0
xxix | Madhuca indica | No. | 43 |  |  | 0
xxx | Melia azedarach | No. | 116 |  |  | 0
xxxi | Michelia champaca | No. | 3 |  |  | 0
xxxii | Millingtonia hortensis | No. | 65 |  |  | 0
xxxiii | Mimusops elengi | No. | 8 |  |  | 0
xxxiv | Nyctanthus arbor- tristis | No. | 34 |  |  | 0
xxxv | Peltophorum feruginum | No. | 79 |  |  | 0
xxxvi | Plumeria alba | No. | 16 |  |  | 0
xxxvii | Pongamia pinnata | No. | 242 |  |  | 0
xxxviii | Pterospermum acerifolium | No. | 3 |  |  | 0
xxxix | Putranjiva roxburghii | No. | 3 |  |  | 0
xl | Pysonia alba | No. | 15 |  |  | 0
xli | Samanea saman | No. | 1 |  |  | 0
xlii | Saraca indica | No. | 5 |  |  | 0
xliii | Solanum micranthum | No. | 1 |  |  | 0
xliv | Spathodea campanulata | No. | 311 |  |  | 0
xlv | Switenia mahagoni | No. | 41 |  |  | 0
xlvi | Tabebuia rosea | No. | 223 |  |  | 0
xlvii | Tabebuia spectabilis | No. | 1 |  |  | 0
xlviii | Terminalia catappa | No. | 50 |  |  | 0
180 | SHRUBBARY PLANTATION: Providing and planting following herbs in garden including preparation of soil, base plantation, providing and spreading different fertilizers, soil and sand
A | SHRUBS (6-9 months old)
i | Acalypha cylon | No. | 353 |  |  | 0
ii | Acalypha wilkesiana dwarf | No. | 70 |  |  | 0
iii | Acalypha wilkesiana microphylla | No. | 457 |  |  | 0
iv | Acalypha wilkesiana moorea | No. | 1058 |  |  | 0
v | Acalypha wilkesiana tahiti | No. | 559 |  |  | 0
vi | Adenium obesum | No. | 1 |  |  | 0
vii | Allamanda schottii | No. | 14 |  |  | 0
viii | Bauhinia blakeii | No. | 10 |  |  | 0
ix | Bauhinia galpinii | No. | 76 |  |  | 0
x | Bougainvillea spectabilis | No. | 1827 |  |  | 0
xi | Brunfelsia americana | No. | 14 |  |  | 0
xii | Caesalpinia pulcherrima | No. | 725 |  |  | 0
xiii | Calliandra haematocephala | No. | 522 |  |  | 0
xiv | Cassia glauca | No. | 76 |  |  | 0
xv | Chrysalidocarpus lutensense | No. | 189 |  |  | 0
xvi | Codiaeum variegated | No. | 10 |  |  | 0
xvii | Catharanthus rosea | No. | 48 |  |  | 0
xviii | Dracaena mahatma | No. | 11 |  |  | 0
xix | Dracaena song of india | No. | 48 |  |  | 0
xx | Duranta speciosa | No. | 487 |  |  | 0
xxi | Euphorbia cotinifolia | No. | 16 |  |  | 0
xxii | Euphorbia pulcherrima | No. | 18 |  |  | 0
xxiii | Excoecaria bicolor | No. | 40 |  |  | 0
xxiv | Galphimea glauca | No. | 63 |  |  | 0
xxv | Gardenia jasminoides | No. | 60 |  |  | 0
xxvi | Hamelia patens | No. | 366 |  |  | 0
xxvii | Hibiscus rosa sinensis | No. | 421 |  |  | 0
xxviii | Hibiscus snowflakes | No. | 352 |  |  | 0
xxix | Ixora chinensis | No. | 15 |  |  | 0
xxx | Jasminum auriculatum | No. | 120 |  |  | 0
xxxi | Jasminum multiflorum | No. | 113 |  |  | 0
xxxii | Jasminum nitidum | No. | 120 |  |  | 0
xxxiii | Jasminum sambac | No. | 396 |  |  | 0
xxxiv | Jatropha panduraefolia | No. | 178 |  |  | 0
xxxv | Kopsia fruticosa | No. | 8 |  |  | 0
xxxvi | Lagerstoemia indica | No. | 281 |  |  | 0
xxxvii | Manihot esculantus | No. | 56 |  |  | 0
xxxviii | Murraya exotica | No. | 23 |  |  | 0
xxxix | Mussaenda phillipica | No. | 32 |  |  | 0
xl | Nerium oleander | No. | 22 |  |  | 0
xli | Plumbago capensis | No. | 78 |  |  | 0
xlii | Tecoma gaudichaudi | No. | 230 |  |  | 0
xliii | Tecomaria capensis | No. | 3 |  |  | 0
xliv | Thuja compacta | No. | 22 |  |  | 0
xlv | Tabernaemontana coronaria | No. | 154 |  |  | 0
xlvi | TMC variegated | No. | 546 |  |  | 0
B | SMALL SHRUBS (6-9 months old, Ht.-1-2 ft.)
i | Acalypha godrej | No. | 559 |  |  | 0
ii | Agave americana | No. | 14 |  |  | 0
iii | Bamboo golden | No. | 2 |  |  | 0
iv | Catharanthus rosea dwarf | No. | 276 |  |  | 0
v | Cycus revoluta | No. | 10 |  |  | 0
vi | Duranta golden | No. | 431 |  |  | 0
vii | Ixora stricta | No. | 2397 |  |  | 0
viii | Lantana depressa | No. | 460 |  |  | 0
ix | Mayenia erecta | No. | 32 |  |  | 0
x | Russelia juncea | No. | 24 |  |  | 0
xi | Spathiphyllum wallicii | No. | 68 |  |  | 0
xii | TMC dwarf | No. | 2217 |  |  | 0
C | Shrubs along channel
i | Adenium obesum | No. | 37 |  |  | 0
ii | Bamboo grass | No. | 76 |  |  | 0
iii | Catharanthus rosea | No. | 660 |  |  | 0
iv | Codiaeum variegatum | No. | 394 |  |  | 0
v | Crysalidocarpus lutescens | No. | 434 |  |  | 0
vi | Cuphea hyssopifolia | No. | 542 |  |  | 0
vii | Euphorbia milii | No. | 223 |  |  | 0
viii | Euphorbia pulcherrima twidii | No. | 120 |  |  | 0
ix | Ficus benjamina variegata | No. | 101 |  |  | 0
x | Galphemia glauca | No. | 166 |  |  | 0
xi | Jatropha panduraefolia | No. | 134 |  |  | 0
xii | Kopsia frutikosa | No. | 191 |  |  | 0
xiii | Lagerstroemia indica | No. | 170 |  |  | 0
xiv | Lantana depressa | No. | 352 |  |  | 0
xv | Leea rubra | No. | 78 |  |  | 0
xvi | Plumbago capensis | No. | 306 |  |  | 0
xvii | Scheflera arboricola | No. | 140 |  |  | 0
xviii | Hemigraphis colorata | No. | 399 |  |  | 0
xix | Pilea cadierei | No. | 402 |  |  | 0
xx | Sansevieria trifasciata 'golden Hahnii' | No. | 261 |  |  | 0
xi | Tradescantia zebrina | No. | 214 |  |  | 0
D | GROUND COVERS
i | Acalypha marginata | sq.m. | 14 |  |  | 0
ii | Alternanthera dentata ruby | sq.m. | 220 |  |  | 0
iii | Chlorophytum comosum | sq.m. | 14.67 |  |  | 0
iv | Ctharanthus rosea dwarf | sq.m. | 108.25 |  |  | 0
v | Hemigraphis colorata | sq.m. | 117.12 |  |  | 0
vi | Lantana sellowiana | sq.m. | 74 |  |  | 0
vii | Marble chips | sq.m. | 112.33 |  |  | 0
viii | Tradescantia zebrina | sq.m. | 33.2 |  |  | 0
ix | Wadelia trilobata | sq.m. | 15.4 |  |  | 0
E | CREEPERS
i | Petrea volubilis | No. | 6 |  |  | 0
ii | Quisqualis indica | No. | 6 |  |  | 0
iii | Jacquemontia violacea | No. | 8 |  |  | 0
181 | Planting Permanent Hedges including Digging of Trenches (Planting permanent hedges including digging of trenches, 60 cm wide and 45 cm deep, refilling the excavated earth mixed with farmyard manure, supplied at the rate of 4.65 cum per 100 meters and supplying and planting hedge plants at 30 cm apart) all complete as per the direction of engineers in charge. | Rmt | 216 |  |  | 0
| Sub Total of Land scaping & Horticulture Works |  |  |  |  | 0
III | Irrigation Works
Filter Equipment
182 | FILTER STATION :- The scope includes Supply & installation of materials for filter station including transporting at work site,storage,testing of material as per I.S. CODE, Factory visit, taxes etc complete. including all accessories as per Technical Specification and direction of engineer in charge.
i | Media Filter (IS 14606) :- 50 m³/hr. flow capacity with body manufactured from mild steel withstanding maximum pressure of 10 kg./cm2. BSP female threaded 3"inlet & outlet standard connection & designed for uniform distribution of incoming water over media bed( crushed silica sand / quartz gravel of particle size 1mm to 2 mm. size). Mild steel body coated with more than 70 micron thick deep blue colored epoxy powder from both inside & outside surface. The filter should be provided with automatic time based back wash arrangement with a separate controller. The 24 VAC solinoids on double chamber diaphragm type valves should control back wash of the filter. | No. | 4 |  |  | 0
ii | Screen Filter : IS 12785 :- 50 m3/hr. flow capacity plastic ribbed body construction manufactured from plastic alloy material withstanding maximum pressure of 10 kg./cm2. BSPT. 3" male threaded standard end connection. To be provided with drip tight stainless steel clamp closure & element of high strength stainless steel twill weaved mesh 100 micron size. | No. | 4 |  |  | 0
183 | uPVC. Pipe : Supply (transportation and storage) & Installation i.e. fitting of uPVC. Pipe with required fittings in the trenches. The scope include the trench making in the soil of size 1.5 ft. depth & 1.0 ft. width for submain & main line.
uPVC for Main and Submain Pipes- IS 4985:- uPVC. Pipes should be manufactured from high quality uPVC. Compound. Each pipe should be 6 mtrs. In length socketed at one end for solvent cement weld joint. Solvent formulated using suspension grade virgin PVC. resin. Pipes are to be provided with uPVC fittings manufactured from high quality uPVC compound conforming to IS 7834. Pressure rating of uPVC fittings should be 10 kg./cm2. with all the accessories complete including fittings /accessories like tee, elbow, reducer, ends, couplers & include the jointing solvent and excavation work and all material labour, hydraulic testing and commissioning as per technical specifications and as per the direction of engineers in charge.
i | PVC pipe 110 MM.Ø X10KG/CM2 | M | 5524 |  |  | 0
ii | PVC pipe 75 MM.Ø X8KG/CM2 | M | 8106 |  |  | 0
iii | PVC pipe 63 MM.Ø X8KG/CM2 | M | 10464 |  |  | 0
iv | PVC pipe 50 MM.Ø X6KG/CM2 | M | 3324 |  |  | 0
Sprinkler and Accessories
184 | Sprinkler and Accessories : Sprinkler with swing joint & service saddle , Inline drip lateral with fitting. The scope includes Supply of materials & installation including transporting at work site, storage, testing of material as per I.S. CODE, Factory visit, taxes etc. complete. with all accessories and fittings as per Technical Specification and as per the direction of engineers in charge.
i | Lawn Sprikler: ASAE standard certification required for imported pop up sprinkler - (Medium Range Rotor) : - Plastic Commercial application rotor with plastic riser & non strippable gear drive mechanism with part circle & full circle adjustments. Operating pressure 1.4 to 7 bar. Wetting radius range 4.9 to 14 mtrs. Water flow about 0.07 m3/hr. to 3.23 m3/hr. Additional features like automatic arc return, flow stop control, factory installed rubber cover and quick check arc mechanism. Four elbow swing joint of 3/4" size - 30 cm long to be provided along with the pop up. | No. | 420 |  |  | 0
ii | Lawn Sprikler: ASAE standard certification required for imported pop up sprinkler - (Long Range Rotor) : - Plastic Commercial application rotor with plastic riser & non strippable gear drive mechanism with part circle & full circle adjustments. Operating pressure 2.8 to 6.9 bar. Wetting radius range 11.9 to 21.6 mtrs. Water flow about 0.82 m3/hr. to 7.24 m3/hr. Additional features like automatic arc return, factory installed rubber cover and quick check arc mechanism. Four elbow swing joint of 1" size - 30 cm long to be provided along with the pop up. | No. | 640 |  |  | 0
iii | Lawn Sprikler: ASAE standard certification required for imported pop up sprinkler - (Plastic Body Rotory Spray pop up) : - Commercial application wind resistant multi stream rotor with adjustable radius 6.7 to 9.1 mtrs; Arc adjustment 90 to 210 degree, Flow rate 0.158 to 0.964 m3/hr. Operating pressure 1.75 to 3.75 kg./cm2. Rotor with double pop up plastic riser & ratchet mechanism. Four elbow swing joint of 1/2" size 30 cm long to be provided along with the pop up. | No. | 170 |  |  | 0
iv | Inline dripline IS 13488 - 20 mm.Ø Tube manufatured from special grade virgin plastic material seamless tube with drippers permanently fixed inside. Drippers with inbuilt filters & large cross sectional hydraullically designed turbulent flow path precision laser drilled outlet holes. 4 lph. flow drippers spaced at 40 cms. along the tube. | M | 15500 |  |  | 0
v | Drip poly Tube OD20MM. Ø CL3 - IS 12786 : Manufactured from virgin LLDPE material, UV stabilised black in colour with no environmental effect. To be provided with all necessary fittings of PPCP or Nylon material. | M | 13000 |  |  | 0
vi | Drip Emitters :- IS 13487: Manufactured from virgin plastic, turbulent flow path giving 4 lph. UV stabilised , no environmental effect. Filtration requirement about 100 micron. Pressure compensating range 1 to 3 kg./cm2. | No. | 6800 |  |  | 0
Valves & Accessories
185 | Valves & Accessories : Supplying, erection and commissioning of Valves & Accessories of ISI marked, minimum pressure rating 10 kg./sq.cm and as per technical specification including all material labour, hydraulic testing and transporting at work site, storage, testing of material as per I.S. CODE, Factory visit, taxes etc. all complete as per the direction of engineers in charge.
i | Air/Vacuum Release valve 1":- Plastic rigid PVC. Body continuous acting air release valve during start up & operation of the system. Acts as vacuum breaker while drain off. 1" BSP male threded end connection. To be provided with required riser assembly. Withstanding maximum line pressure of 10 kg./cm2. | No. | 16 |  |  | 0
ii | Control Valve - GM gate 2" valve conforming to IS standard to be installed for start /stop & isolation of solinoid during servicing work. It should withstand maximum 10 kg./cm2 pressure. | No. | 169 |  |  | 0
iii | Control Valve - GM gate 1 1/2" valve conforming to IS standard to be installed for start /stop & isolation of solinoid during servicing work. It should withstand maximum 10 kg./cm2 pressure. | No. | 29 |  |  | 0
iv | C. I. Non Return Valve 4”: ISI marked withstanding at least 10 kg./cm2 pressure. | No. | 4 |  |  | 0
Automation System
186 | AUTOMATION SYSTEM : Supply, Installation, Testing and Commissioning of AUTOMATION SYSTEM including all fittings as per Technical Specification and Engineer in charge. CE, UL, cUL, C tick, FCC. Approved controller, decoder offering two wire command. Transformer output 24 VAC, 4.0 A, station output 24 VAC, 0.56 A. Controller should handle simultaneous. Station operation. Supply & installation of automation controller unit with decoder and solenoid valves activated by 24 vac input, transporating at work site, storage, testing of materials, taxes etc. complete i.e. to be provided with stabiliser & other essential required items and earthing.
i | Decoder controller, 99 station capacity. With voltage stabilizer 230/24 VAC., toggle switch | No. | 4 |  |  | 0
ii | 1-station decoder with DBM/DBY connectors for connection to solinoid valve. | Nos. | 216 |  |  | 0
iii | AWG cable - 2mm2 14 AWG wire path to be installed in conduit pipe of 32 mm.Ø 10 kg./cm2. Jacketed Decoder Cable, Gray, 14/2, Bundle Length 762m Bundle | Nos. | 10 |  |  | 0
iv | Solenoid Valve 2." Ø(plastic) Double beaded diaphragm seal design with captive bonnet professional grade valve & encapsulated 24 VAC solinoid with captive plunger. Flow control arrangement. Maximum operating pressure 10 kg./cm2. | Nos. | 167 |  |  | 0
v | Solenoid Valve 1.5" Ø(plastic) Double beaded diaphragm seal design with captive bonnet professional grade valve & encapsulated 24 VAC solinoid with captive plunger. Flow control arrangement. Maximum operating pressure 10 kg./cm2. | Nos. | 27 |  |  | 0
vi | Flow control senser with decoder- Impeller type flow meter providing station level flow monitoring for reaction to high & low flow conditions. | Nos. | 4 |  |  | 0
187 | Valve Box and accessories : Supplying and erection of Valve box 12" and accessories, circular model with rugged reinforced plastic construction and robust top cover with non slippery grips and provisions of snap fit type locking arrangement including all material labour, hydraulic testing and commissioning all complete as per the direction of engineers in charge.
i | Valve Box 12” | Nos. | 230 |  |  | 0
188 | Supplying and erection of PVC Conduit Pipe 25 mm x 10 kg/cm2 as per Technical Specification and Engineer in charge. | M | 7200 |  |  | 0
| Sub Total of Irrigation Works |  |  |  |  | 0
IV | Electrical Works
189 | Wiring for light/ fan/ exhaust fan / call bell point with 1.5 sqmm FR PVC insulated stranded copper conductor single core cable in concealed PVC conduit, with 5 amp modular switch, modular base and cover plate, suitable size G.I. box and earthing the point with same size cable as required all complete as per direction of engineer in charge.
i | Short Point | Point | 72 |  |  | 0
ii | Medium Point | Point | 188 |  |  | 0
iii | Long Point | Point | 24 |  |  | 0
190 | Extra for providing and fixing light plug point on board in concealed PVC conduit point wiring with modular type 5 pin 5 amp socket outlet and 5 amp switch including cost of base and cover plate and G. I. box etc. as required all complete as per direction of engineer in charge. | Point | 87 |  |  | 0
191 | Wiring for light plug point with 2x2.5 sq mm FR PVC insulated stranded copper conductor cable in concealed PVC conduit along with modular type 6 Amp switch and 3 pin 6 amps socket outlet with modular base and cover plate, suitable size G.I. box, earthing the switch box and socket outlet with same size cable etc. as required all complete as per direction of engineer in charge.
i | Long Point | Point | 12 |  |  | 0
192 | Wiring for circuit/ sub main wiring along with earth wire with the following sizes of FR PVC insulated copper conductor, single core cable in concealed PVC conduit as required all complete as per direction of engineer in charge.
i | 3 X 2.5 sq. mm in 20mm conduit | Mtrs. | 600 |  |  | 0
193 | Supplying and fixing of following sizes PVC conduit along with accessories in surface/in ground complete as required all complete as per direction of engineer in charge. ( For telephone points)
i | 20 mm | Mtrs. | 1200 |  |  | 0
194 | Supplying and drawing following pair 0.5 sq mm FR PVC insulated copper conductor, unarmored telephone cable in the existing surface/ concealed steel/ PVC conduit as required all complete as per direction of engineer in charge. |  |  |  |  | 0
i | 2 Pair | Mtrs. | 100 |  |  | 0
ii | 4 Pair | Mtrs. | 1100 |  |  | 0
195 | Supplying and fixing following modular switch, socket, other accessories on the existing modular plate & switch box including connections but excluding modular plate etc. as required all complete as per direction of engineer in charge.
i | Telephone socket outlet | Each | 12 |  |  | 0
196 | Providing and fixing fan hook made of 12mm dia steel bar in existing ceiling slab including cutting of roof, fixing hook above reinforcement on both side, repairing with cement mortar 1:2 (1 cement : 2 sand) etc. as required all complete as per direction of engineer in charge. | No. | 71 |  |  | 0
197 | Supplying, installation, testing and commissioning of following sizes ceiling fan with resistance type regulator, including wiring the down rods of standard length up to 30 cm with 1.5 sq. mm FR PVC insulated, copper conductor, single core cable, earthing etc. complete as required all complete as per direction of engineer in charge. (Without regulator)
i | 1200 mm sweep | No. | 71 |  |  | 0
198 | Supplying and fixing following sizes of down rod of 15/20mm dia M.S. pipe of thickness 1.6mm to ceiling fan including painting with matching colour etc. as required all complete as per direction of engineer in charge.
i | 60 cm long | No. | 15 |  |  | 0
199 | Supplying and fixing of wall/ cabin fan of 400mm sweep including connection etc. as required all complete as per direction of engineer in charge. | Each | 12 |  |  | 0
200 | Supplying, installation, testing and commissioning of following sizes fancy exhaust fan having built in lovers in existing opening in wall including earthing etc. complete as required all complete as per direction of engineer in charge.
i | 300 mm sweep | Each | 54 |  |  | 0
201 | Supplying, installation, testing and commissioning of following surface/ concealed type fluorescent fitting (luminaries) complete with copper ballast, glow type starter but without fluorescent lamp, on ceiling/ wall surface, earthing the fitting etc. as required all complete as per direction of engineer in charge.
i | 4' x 40 W single box type with decorative end caps | Nos. | 155 |  |  | 0
202 | Supplying, fixing, testing and commissioning of following 230/250 volts fluorescent lamp (tube) in existing lighting luminaries as required.
| 4' x 36/40 watt | Nos. | 155 |  |  | 0
203 | Supplying, Installation, Testing and Commissioning Suspended type Mexican Hanger, a pendant luminaire with spun aluminium shade, capped with an ornamental hood, suitable for single 20W CFLE lamp has a clear / translucent diffuser and is prewired for operation on 240V, 50Hz single phase ac supply. Epoxy polyester powder coated black / suziki silver. Dimension of 325 x 310 mm. complet with Fixing arrangment as required Including CFL lamp, wire, transportaion and handling all complete as per direction of engineer in charge. | Each | 72 |  |  | 0
204 | Supplying, Installation, Testing and Commissioning of Specialized application wall bracket using mini glider luminaire asymmetric model with Pure polyester powder coated black finish, outdoor type, environmental friendly, decorative, integral, suitable for single 18W CFLC, bracket made of cast aluminium with stainless steel back clamps for mounting as a bracket 100x50mm and integrated with extruded aluminium pipe and a collar, aluminium glider symmetric reflector, white powder coated and supported through stainless steel rods, completely prewired with control gear and suitable for operation on 240V, 50Hz single phase ac supply. Dimension : 380 x 255 x 410 mm. complet with Fixing arrangment as required Including CFL lamp, wire, transportaion and handling all complete as per direction of engineer in charge. | Each | 59 |  |  | 0
205 | Supplying, Installation, Testing and Commissioning of Post top lantern, Pollen Mini, integral prism, suitable for single 18W CFLC with die cast aluminum spigot base made out of aluminum alloy of low copper content, translucent single molded spherical acrylic dome prism, in-built control gear, moisture proof, insect free and prewired, Pure polyester powder coated black finish, suitable for mounting on to 50 mm OD pipe and for operation on 240V, 50Hz single phase ac supply, Dimension: Dia 200 x 355 mm, complete with Fixing arrangement as required Including CFL lamp, wire, transportaion and handling all complete as per direction of engineer in charge. | Each | 367 |  |  | 0
206 | Supplying, Installation, Testing and Commissioning of Pure polyester powder coated black color Decorative sleek “Bollard” luminaire, environmental friendly, insect free, weather proof, integral Louvre Sleek, suitable for single 18W CFLC, body made of 100 mm OD aluminium extruded pipe 1000mm hight., cast iron grouting base plate dia 100mm & 5mm thick, round top, luminaire finished with powder coat, reflector system provided with pagoda type polycarbonate louvres, encased in a polycarbonate dome affording better illumination level all around, luminaire provided with low power loss, heavy duty copper wound ballast, imported lamp holder, terminal blocks for loop in / loop out arrangement, prewired and suitable for operation on 240V, 50Hz single phase ac supply, complet with grouting bolts PCC foundation as required Including 18Watt CFL lamp, wire, transportaion and handling all complete as per direction of engineer in charge. | Each | 41 |  |  | 0
207 | Supplying, Installation, Testing and Commissioning of pure polyester powder coated black finish decorative sleek “Bollard” luminaire, environmental friendly, insect free, weather proof, integral, suitable for single 18W CFLC, body made of 100 mm OD aluminium extruded pipe 475mm hight, cast iron grouting base plate dia 100mm & 5mm thick, round top, luminaire finished with powder coat, reflector system provided with pagoda type polycarbonate louvres, encased in a polycarbonate dome affording better illumination level all around, luminaire provided with low power loss, heavy duty copper wound ballast, imported lamp holder, terminal blocks for loop in / loop out arrangement, prewired and suitable for operation on 240V, 50Hz single phase ac supply, complet with grouting bolts PCC foundation as required Including 18Watt CFL lamp, wire, transportaion and handling all complete as per direction of engineer in charge. | Each | 61 |  |  | 0
208 | Supplying, Installation, Testing and Commissioning of PATH FINDERS - Step Light - RECESS MOUNTING Wall washer, energy saving model, is a wall mounting type luminaire suitable for single 18W CFLC. The luminaire body is made of pre- coated sheet steel, or alternatively heavy gauge CRCA sheet, effectively anti-rust treated, both outer and inner finished with powder coated white. The luminaire is provided with an asymmetric reflector, acrylic diffuser and stainless steel top cover. C.O.D : 210 x 160 x 65 mm . The luminaire, prewired with electrics and accessories is suitable for operation on 240V, 50Hz single phase ac supply., complet with all accessories, as required Including CFL lamp, wire, transportaion and handling all complete as per direction of engineer in charge. | Each | 54 |  |  | 0
209 | Supply, Installation, Testing and Commissioning of High Mast Lighting system (as per CP3-TRT/1996 of ILE, UK) consisting of total hot dip galvanized (IS 4759) from inside & outside (suitable for wind velocity as per IS 875 part 3) by single dipped (average 70 micron) method High Mast, Lantern carriage suitable for up to 6 nos. luminaires, mast head assembly, 1 no. aviation obstruction neon light, single drum type self sustaining winch, integral power tool ( winch motor with control circuit) hot dipped galvanized heavy duty pipe lightening finial, suitable ropes (6mm dia,7/19 construction and grade AISI 316) and CC foundation of M-15 grade complete as required. The mast constructed from mild steel plates (as per BS-EN 10025/IS 5986/equivalent) cut and folded to form a polygonal section, telescopic jointed and valding as pe BS 5135. The complete work shall be supervised and certified by the manufacturer for satisfactory.
Luminaires wiring materials included in Mast supply prices, along with foundation bolts manufactured from special steel alloy along with nuts, washers , anchor plates and template and with non- integral flood light luminaires type BGENF-14 or (BGEMF250MH Complete) with 250 watts M.H. lamps and its control gear boxes. Also Supply Fixing of 32 amps. MCB incomer and single pole for O/G and control circuit for power tool motor, transportaion and handling all complete as per direction of engineer in charge.
i | 12 meter high, minimum dia 425mm at bottom and 125mm at top | Nos. | 12 |  |  | 0
210 | Designing and providing suitable RCC foundation for 3metre to 12 metre high GI octagonal pole including steel reinforcement (minimum 90kg per cum), form work, embeding 2 nos 50mm dia PVC pipe for cable entry in each foundation, excavation disposal of surplus soil and curing etc. as required all complete as per direction of engineer in charge. ( 12 X 1.5 CUM ) | CUM | 18 |  |  | 0
211 | Suppling, Installation, Testing and Commissioning of Colombia - Peacock with a combination of Columbia pole, double arm Peacock bracket suitable for mounting integral midi type post top luminaires. Colombia pole is a decorative tubular pole, made of 60 mm dia GI tube, integral with built-in cylindrical GI control box, service door and a circular base plate. The Peacock bracket, fabricated with GI tube and decorative motifs is held on to 60 mm tube. The pole is swaged at the top to accommodate the bracket assembly, secured on to the top by means of 2 annular rings with allen grub screws. The pole and the bracket are coated with epoxy zinc phosphate primer and finished with polyurethane based paint. The control gear tray is prewired with MCB, terminal connectors for loop-in loop-out and suitable for operation on 240V, 50Hz single phase ac supply and with 4 nos. foundation bolts for mounting the pole with Polyurethane based black finish Including CFL lamp, wire, transportaion and handling all complete as per direction of engineer in charge. | Nos | 234 |  |  | 0
212 | Suppling, Installation, Testing and Commissioning of pure polyester powder coated black finish Noide Orna Midi Model, integral design, aesthetically enhanced with stainless steel ornamental spiral strip, suitable for 4 x 11W CFL mounting on to 60 mm dia pole, die cast aluminium spigot base with aluminium alloy of low copper content for effective corrosion resistance, spun aluminium top cover with circular polycarbonate capping spacer with ventilating knob, luminaire finished with powder coat, translucent perspex diffuser [UV stabilized to avoid yellowing effect], prewired with control gear and suitable for operation on 240V, 50Hz single phase ac supply. dia 240mm & hight 630 mm. complet with grouting bolts PCC foundation as required Including 11Watt CFL lamp, wire, transportaion and handling all complete as per direction of engineer in charge. | Nos | 468 |  |  | 0
213 | Providing and fixing wooden board of suitable size for energy meter etc complete as required all complete as per direction of engineer in charge. | Each | 2 |  |  | 0
214 | Fabrication, supply, installation, testing and commissioning of cubicle type compartmentalized wall/ floor mounted power cum control panel board of specified size and upto 300 mm deep made out of not less than 2 mm thick CRCA MS sheet with suitable size compartments for bus bars, switchgears and necessary cutouts for voltmeters, ameters ets as per specifications including powder coating painting but without busbars, switchgears and other accessories etc complete as required all complete as per direction of engineer in charge. (Only face area is to be measured) | Sq.Mtr. | 4.5 |  |  | 0
215 | Supply, installation, testing and commissioning of 4 pole (3 phase + neutral) aluminium bus bars in existing cubicle type compartmentalized wall/ floor mounted panel board alongwith suitable size and shape insulators, necessary bolts and nuts etc complete as required all complete as per direction of engineer in charge.
i | 200 amp (30x5mm) | Each | 4 |  |  | 0
216 | Providing and making interconnection in cubical panel between BBC and switchgears with following size copper strip of length upto 50cm as required all complete as per direction of engineer in charge. (To be measured separately for each phase/ neutal).
i | 25x5mm (200 amps) | Each | 4 |  |  | 0
217 | Providing and making interconnection in cubical panel between BBC and switchgears with following size PVC insulated copper conductor cable lead of length upto 50cm including providing copper thimbles on both ends as required all complete as per direction of engineer in charge. (To be measured separately for each phase/ neutal).
i | 10 sqmm (32 amp) | Each | 28 |  |  | 0
ii | 35 sqmm (125 amps) | Each | 4 |  |  | 0
218 | Providing and fixing following rating and breaking capacity MCCB in existing cubicle panel board including drilling holes in cubicle panel, making connections, etc. as required all complete as per direction of engineer in charge.
i | 3 pole MCCB, 250A, 35KA ( As Incomer) | No. | 1 |  |  | 0
219 | Providing and fixing following capacity TP&N disconnector fuse switch unit inside the existing cubicle panel board with ISI marked HRC fuses including drilling holes in cubicle panel, making connections, testing and commissioning etc as required all complete as per direction of engineer in charge. (Connecting lead if required shall be paid separately)
i | 32 Amp TP&N ( As Outgoing) | No. | 6 |  |  | 0
ii | 63 Amp TP&N ( As Outgoing) | No. | 3 |  |  | 0
iii | 100 Amp TP&N ( As Outgoing) For Capacitor | No. | 1 |  |  | 0
iv | 160 Amp TP&N ( As Outgoing) | No. | 1 |  |  | 0
220 | Providing and fixing following rating current transformer in existing starter/ cubical panel including, connections, testing and commissioning etc. as required all complete as per direction of engineer in charge.
i | 315/5 amps | Nos. | 3 |  |  | 0
221 | Providing and fixing penal mounting following rating analog type ammeter of size 100x100 (NS) in existing cubical panel including, connections, testing and commissioning etc. as required all complete as per direction of engineer in charge.
i | 0-500 amps | No. | 1 |  |  | 0
222 | Providing and fixing penal mounting 0-500 volt voltmeter of size 100x100 (NS) in existing cubical panel including, connections, testing and commissioning etc. as required all complete as per direction of engineer in charge.
i | Analog type | No. | 1 |  |  | 0
223 | Providing and fixing penal mounting selector switch in existing cubical panel including, connections, testing and commissioning etc. as required all complete as per direction of engineer in charge.
i | For voltmeter | No. | 1 |  |  | 0
ii | For ammeter | No. | 1 |  |  | 0
224 | Providing and fixing penal mounting 230 volt LED type indicating lamp in existing cubical panel including, connections, testing and commissioning etc. as required all complete as per direction of engineer in charge. | Nos. | 3 |  |  | 0
225 | Fabrication, supply, installation, testing and commissioning of cubicle type compartmentalized wall/ floor mounted power cum control panel board of specified size and upto 300 mm deep made out of not less than 2 mm thick CRCA MS sheet with suitable size compartments for bus bars, switchgears and necessary cutouts for voltmeters, ameters ets as per specifications including powder coating painting but without busbars, switchgears and other accessories etc complete as required all complete as per direction of engineer in charge. (Only face area is to be measured) | Sq.Mtr. | 4.5 |  |  | 0
226 | Supply, installation, testing and commissioning of 4 pole (3 phase + neutral) aluminium bus bars in existing cubicle type compartmentalized wall/ floor mounted panel board alongwith suitable size and shape insulators, necessary bolts and nuts etc complete as required all complete as per direction of engineer in charge.
i | 300 amp (50x5mm) | Mtr. | 4 |  |  | 0
227 | Providing and making interconnection in cubical panel between BBC and switchgears with following size PVC insulated copper conductor cable lead of length upto 50cm including providing copper thimbles on both ends as required all complete as per direction of engineer in charge. (To be measured separately for each phase/ neutal).
i | 10 sqmm (32 amp) | Nos. | 40 |  |  | 0
ii | 35 sqmm (125 amps) | Nos. | 4 |  |  | 0
228 | Providing and fixing following rating and breaking capacity MCCB in existing cubicle panel board including drilling holes in cubicle panel, making connections, etc. as required all complete as per direction of engineer in charge.
i | 3 pole MCCB, 150A, 35KA ( As Incomer) | No. | 1 |  |  | 0
229 | Providing and fixing following capacity TP&N disconnector fuse switch unit inside the existing cubicle panel board with ISI marked HRC fuses including drilling holes in cubicle panel, making connections, testing and commissioning etc as required all complete as per direction of engineer in charge. (Connecting lead if required shall be paid separately)
i | 32 Amp TP&N | Nos. | 9 |  |  | 0
ii | 63 Amp TP&N | No. | 3 |  |  | 0
iii | 100 Amp TP&N | No. | 1 |  |  | 0
230 | Providing and fixing following rating current transformer in existing starter/ cubical panel including, connections, testing and commissioning etc. as required all complete as per direction of engineer in charge.
i | 200/5 amps | Nos. | 3 |  |  | 0
231 | Providing and fixing penal mounting following rating analog type ammeter of size 100x100 (NS) in existing cubical panel including, connections, testing and commissioning etc. as required all complete as per direction of engineer in charge.
i | 0-200 amps | No. | 1 |  |  | 0
232 | Providing and fixing penal mounting 0-500 volt voltmeter of size 100x100 (NS) in existing cubical panel including, connections, testing and commissioning etc. as required all complete as per direction of engineer in charge.
i | Analog type | No. | 1 |  |  | 0
233 | Providing and fixing penal mounting selector switch in existing cubical panel including, connections, testing and commissioning etc. as required all complete as per direction of engineer in charge.
i | For voltmeter | No. | 1 |  |  | 0
ii | For ammeter | No. | 1 |  |  | 0
234 | Providing and fixing penal mounting 230 volt LED type indicating lamp in existing cubical panel including, connections, testing and commissioning etc. as required all complete as per direction of engineer in charge. | Nos. | 3 |  |  | 0
235 | Supplying and fixing on surface/ recess vertical type following way, 415 volts, TPN MCB distribution board of sheet steel phosphatized and powder painted, with 200 amps tinned copper busbar, common neutral link, earth bar, din bar, detachable gland/ knock out plate, including interconnections, earthing etc. as required all complete as per direction of engineer in charge. (But without MCB/RCCB/Isolator) (Note : Vertical type MCB TPDB is normally used where 3 phase outlets are required.)
i | 4 way (4 + 12), Double door ( O/G MCB are SP MCB) | Each | 6 |  |  | 0
236 | Supplying and fixing on surface/ recess following way, 240 volts SP&N MCB distribution board consumer unit of sheet steel phosphatized and powder painted, complete with tinned copper busbar, neutral busbar, earth bar, din bar, detachable gland plate, including interconnections, earthing etc. as required all complete as per direction of engineer in charge. (But without MCB/RCCB/Isolator)
i | 2 + 4 way (2 Nos. in each Main Gate) | Each | 4 |  |  | 0
ii | 2 + 8 way | Each | 5 |  |  | 0
237 | Supplying and fixing SP MCB, 240 volts, 'C' series, suitable for inductive load in the existing MCB DB complete with connections, testing and commissioning etc. as required all complete as per direction of engineer in charge.
i | 6 amps to 32 amps | Each | 116 |  |  | 0
238 | Supplying and fixing DP MCB, 240 volts, 'C' series, suitable for inductive/ motor load in the existing MCB DB complete with connections, testing and commissioning etc. as required all complete as per direction of engineer in charge.
i | 6 amps to 32 amps | Each | 9 |  |  | 0
239 | Supplying and fixing TP MCB, 440 volts, 'C' series, suitable for inductive/ motor load in the existing MCB DB complete with connections, testing and commissioning etc. as required all complete as per direction of engineer in charge.
i | 6 amps to 32 amps | Each | 4 |  |  | 0
240 | Supplying and fixing following rating, 415 volts, FOUR POLES, ISOLATOR in the existing MCB DB complete with connections, testing and commissioning etc. as required all complete as per direction of engineer in charge.
i | 63 amps | Each | 2 |  |  | 0
241 | Supplying and laying following sizes one number PVC insulated, PVC sheathed, steel armoured, Copper conductor power cable of 1.1 KV grade direct in ground including excavation, sand cushioning, protective covering and refilling the trench etc as requiredall complete as per direction of engineer in charge.
i | 3 x 2.5 sq. mm (Third core will be use for earthing of each light pole/Bollards, Other lights and Single phase DBs.) | Mtr. | 5430 |  |  | 0
242 | Supplying and laying following sizes one number PVC insulated, PVC sheathed, steel armoured, aluminium conductor power cable of 1.1 KV grade direct in ground including excavation, sand cushioning, protective covering and refilling the trench etc as required all complete as per direction of engineer in charge.
i | 3 x 10 sq. mm | Mtr. | 7788 |  |  | 0
ii | 4 x 10 sq. mm. | Mtr. | 4156 |  |  | 0
iii | 4 x 16 sq. mm. | Mtr. | 605 |  |  | 0
iv | 3.5 x 95 sq. mm. | Mtr. | 165 |  |  | 0
243 | Supplying and making end termination with brass compression gland and aluminum lugs for following size armoured aluminum conductor power cable of 1.1 KV grade as required all complete as per direction of engineer in charge. ( Including connecting to switchgear)
i | 3 X 2.5 Sq.mm. Copper | Nos. | 1078 |  |  | 0
ii | 3 X 10 sq. mm | Nos. | 490 |  |  | 0
iii | 4 x 10 sq. mm. | Nos. | 24 |  |  | 0
iv | 4 x 16 sq. mm. | Nos. | 12 |  |  | 0
v | 3.5 x 95 sq. mm. | Nos. | 4 |  |  | 0
vi | 3.5 x 150 sq. mm. | Nos. | 2 |  |  | 0
244 | Earthing with G.I. earth plate 600 mm X 600 mm X 6 mm thick including accessories, and providing masonry enclosure with cover plate having locking arrangement and watering pipe, with charcoal and salt as required all complete as per direction of engineer in charge. | Nos. | 21 |  |  | 0
245 | Supplying and laying 6 SWG G.I. wire at 0.50 Meter below ground level for conductor earth electrode, including soldering, excavation and refilling the trench etc. as required all complete as per direction of engineer in charge. | Mtrs. | 800 |  |  | 0
246 | Supplying and laying 25 mm X 6 mm G.I. strip at 0.50 Meter below ground as strip earth electrode, including soldering, excavation and refilling the trench etc. as required all complete as per direction of engineer in charge. | Mtrs. | 125 |  |  | 0
247 | Supplying and laying following size RCC Hume pipe class NP-2 (in standard length og 2 metre) with collar in ground below road, path etc at a depth not less than 50 cm including excavation, dismantling of road if required and refilling the trench etc. as required all complete as per direction of engineer in charge.
i | 100 mm dia | Mtrs. | 20 |  |  | 0
| Sub Total of Electrical Works |  |  |  |  | 0
V | Play unit for Children Park
[A] KIDDIES
248 | Supplying, Installation, Testing and Commissioning of "Road Rash" play equipment : The road rash provides an unlimited fun to the children riding on it. The main frame is made from powder coated GI pipes with rotational molding wheels and steering. The platform is made from FRP sheet and seating arrangement is made from FRP moulding. The foundation support made is fabricated GI pipes. The springs given below the platform are of heavy duty stenciled including all material, labour, accessories and commissioning all complete as per the direction of engineers in charge and Technical Specification (SS 22). | No. | 1 |  |  | 0
249 | Supplying, Installation, Testing and Commissioning of "Road Rash combination set [ 3 in 1]" play equipment : combination of swing, slide and seesaw. The complete frame is powder coated GI ‘A’ class pipes, The seesaw , swing bucket seat and the slide chute is made from FRP moulded plastic in ROTO mould process including all material, labour, accessories and commissioning all complete as per the direction of engineers in charge and Technical Specification (SS 23). | No. | 2 |  |  | 0
250 | Supplying, Installation, Testing and Commissioning of "Road Rash combination set [4 in 1 ]" play equipment : A combination of four items such as swing, cross-n-zero, slide and seesaw including all material, labour, accessories and commissioning all complete as per the direction of engineers in charge and Technical Specification (SS 24). | No. | 2 |  |  | 0
251 | Supplying, Installation, Testing and Commissioning of "Circular Swing" play equipment : The leg support , top bar and swing frame is made from powder coated ‘A’ class GI pipes. two seats are made out of molded plastic including all material, labour, accessories and commissioning all complete as per the direction of engineers in charge and Technical Specification (SS 25). | No. | 2 |  |  | 0
252 | Supplying, Installation, Testing and Commissioning of "Spring Rider Bike" play equipment : Spring rider being a bike rider provides an unlimited fun to the children riding on it. The whale/pony or bike is made out from fiber reinforced plastic including all material, labour, accessories and commissioning all complete as per the direction of engineers in charge and Technical Specification (SS 26). | No. | 1 |  |  | 0
253 | Supplying, Installation, Testing and Commissioning of "Spring Rider Jumbo" play equipment : Elephant is made up of Fiberglass Reinforced Plastic (FRP). pipes are pure polyester powder coated in order to avoid rusting. Rubber padding is fixed at the bottom end of the tube to absorb the ground impact. The jumbo is mounted on a pair of heavy-duty compression spring including all material, labour, accessories and commissioning all complete as per the direction of engineers in charge and Technical Specification (SS 27). | No. | 1 |  |  | 0
[B ] SWING
254 | Supplying, Installation, Testing and Commissioning of "Four seater Arc Swing" play equipment : 04 children can enjoy the swing at one time, Arched shaped side frame and top pipe is made up of GI ‘A’ class pipes. Swings with anti skid chequered reinforced rubber top and ball bearings are mounted inside including all material, labour, accessories and commissioning all complete as per the direction of engineers in charge and Technical Specification (SS 07). | No. | 1 |  |  | 0
255 | Supplying, Installation, Testing and Commissioning of "Double Swing with Belt Asecceries" play equipment : leg support is made up of and top pipe is GI pipes & GI junction box with powder coating including all material, labour, accessories and commissioning all complete as per the direction of engineers in charge and Technical Specification (SS 08). | No. | 2 |  |  | 0
256 | Supplying, Installation, Testing and Commissioning of "Toddler Swing" play equipment : The toddler swing the center support is made up of GI pipes. Between the two horizontal bars there is a heavy-duty metal clamp attached to it including all material, labour, accessories and commissioning all complete as per the direction of engineers in charge and Technical Specification (SS 09). | No. | 2 |  |  | 0
[ C ] SLIDES
257 | Supplying, Installation, Testing and Commissioning of "Spiral Slide" play equipment : Lenth = 3.00 m. made by fiber reinforced plastic, support by 80 NB center support G I ‘A’ class pipes with pure polyester powder coating including all material, labour, accessories and commissioning all complete as per the direction of engineers in charge and Technical Specification (SS 01). | No. | 1 |  |  | 0
258 | Supplying, Installation, Testing and Commissioning of "Block Hole Slide" play equipment : Slide chute is fiber reinforced plastic with high gloss, inside glow light effect by FRP, a tube form having combination of right and left turn including all material, labour, accessories and commissioning all complete as per the direction of engineers in charge and Technical Specification (SS 02). | No. | 1 |  |  | 0
259 | Supplying, Installation, Testing and Commissioning of "Roller Slide chute" play equipment : Slide chute is consists of molded plastic rollers, main frame is made up of MS angle and handrail is made in GI pipe 'A' class including all material, labour, accessories and commissioning all complete as per the direction of engineers in charge and Technical Specification ( SS 03). | No. | 1 |  |  | 0
260 | Supplying, Installation, Testing and Commissioning of "Wide Slide" play equipment : The Wide Slide one of the attractive slides of its kind. The slide is innovative wide slide on which at a time 3 kids can slide. Chute is made of SWG SS/ GI sheet including all material, labour, accessories and commissioning all complete as per the direction of engineers in charge and Technical Specification (SS 04). | No. | 1 |  |  | 0
261 | Supplying, Installation, Testing and Commissioning of "Double FRP Roller Slide" play equipment : Lenth = 1.50 m. Exciting double roller slide is made up of Fiberglass Reinforced Plastic most attractive and enjoyable of its kind including all material, labour, accessories and commissioning all complete as per the direction of engineers in charge and Technical Specification (SS 05). | No. | 1 |  |  | 0
262 | Supplying, Installation, Testing and Commissioning of "Tripple Wave Slide" play equipment : Lenth = 2.10 m. , trapezium platform of the slide is made up of the Fibre glass reinforced plastic. slide entry is mounted including all material, labour, accessories and commissioning all complete as per the direction of engineers in charge and Technical Specification (SS 06). | No. | 1 |  |  | 0
[ D ] SEE-SAW
263 | Supplying, Installation, Testing and Commissioning of "Multy Seater See-Saw" play equipment : The MS See saw comprises four FRP seats. The lever is consisted of powder coated GI pipes and bearing is heavy duty nylon bush type including all material, labour, accessories and commissioning all complete as per the direction of engineers in charge and Technical Specification (SS 21). | No. | 2 |  |  | 0
264 | Supplying, Installation, Testing and Commissioning of "Standered See-Saw" play equipment : The standard see saw is a good entertainer for the children. The lever of the see – from moulded plastic including all material, labour, accessories and commissioning all complete as per the direction of engineers in charge and Technical Specification (SS 20). | No. | 2 |  |  | 0
[ E ] SCRAMBLER
265 | Supplying, Installation, Testing and Commissioning of "Crystal Maze scrambler" play equipment : globular structure of the crystal maze is made for sheer fun of the children and is fabricated out of CRC pipes including all material, labour, accessories and commissioning all complete as per the direction of engineers in charge and Technical Specification (SS 14). | No. | 1 |  |  | 0
266 | Supplying, Installation, Testing and Commissioning of "Sattelite scrambler" play equipment : comprises top globular frame, ladder frame and support column and steps. All pipes are powder coated ‘A’ class GI pipes including all material, labour, accessories and commissioning all complete as per the direction of engineers in charge and Technical Specification (SS 15). | No. | 1 |  |  | 0
267 | Supplying, Installation, Testing and Commissioning of "Half round net scrambler" play equipment : Horizontal GI pipesin a semi-circle shape.The climber providing good exercise is made up of nylon rope attached by specially designed nylon ball clamp including all material, labour, accessories and commissioning all complete as per the direction of engineers in charge and Technical Specification (SS 16). | No. | 1 |  |  | 0
[ F ] FITNESS
268 | Supplying, Installation, Testing and Commissioning of "Swing Loop Rung" play equipment : This is another kind of item that provides hanging as well as swinging experience to the children. There are 09 triangular loops which are attached to the top pipe of the frame using ‘S’ hook including all material, labour, accessories and commissioning all complete as per the direction of engineers in charge and Technical Specification (SS 17). | No. | 1 |  |  | 0
[ G ] THRILLER
269 | Supplying, Installation, Testing and Commissioning of "Balancing Bridge" play equipment : Its main frame and the long spacers are made using 'A' class GI pipes. Bridge is made up of floats of moulded high density polyethylene of 600 mm dia and is kept swinging on two ms wire ropes including all material, labour, accessories and commissioning all complete as per the direction of engineers in charge and Technical Specification (SS 18). | No. | 1 |  |  | 0
270 | Supplying, Installation, Testing and Commissioning of "Rock - N - Rock" play equipment : In this Rock n Roll the barrel is made in fiberglass plastic with a anti skid and also giving it a phantom effect. The roller bush is attached to the barrel with bearing shaft including all material, labour, accessories and commissioning all complete as per the direction of engineers in charge and Technical Specification (SS 19). | No. | 1 |  |  | 0
[ H ] MULTY ACTIVITY PLAY SYSTEM
271 | Supplying, Installation, Testing and Commissioning of Multi Activity play equipment : Area: 6m x 6m. Hex Deck with 5’ht with Canopy, FRP/ROTO Ladder 5’ ht, Roller Slide 5’ ht , Spiral Slide 5’ ht, ROTO Railing, Double Swing, Spiral Climber. All structures are of powder coating including all material, labour, accessories and commissioning all complete as per the direction of engineers in charge and Technical Specification (CP 01). | No. | 1 |  |  | 0
272 | Supplying, Installation, Testing and Commissioning of Multi Activity play equipment : Area: 6m x 6m. Sq. Deck 5’ ht Canopy, Tunnel 6’ Long, Swinging Bridge 8’ Long, Wave slide 5’ ht, ROTO Railing, FRP/ROTO Ladder 5’ ht, Double swing, Chain Climber 5’ ht, Spiral Slide 5’ ht, Rainbow Ladder5’ ht including all material, labour, accessories and commissioning all complete as per the direction of engineers in charge and Technical Specification (CP 02). | No. | 1 |  |  | 0
273 | Supplying, Installation, Testing and Commissioning of Multi Activity play equipment : Square Deck with Canopy , FRP/ROTO Bridge 8’ Long , Ladder 5’ ht, Bubble Panel, Wave Slide 5’ ht, Roller Slide, Vertical Loop Climber, Spiral Slide, FRP/ROTO Dolphin / Flower including all material, labour, accessories and commissioning all complete as per the direction of engineers in charge and Technical Specification (CP 03). | No. | 1 |  |  | 0
274 | Supplying, Installation, Testing and Commissioning of Multi Activity play equipment : Hex Deck 7’ ht with Window Canopy, Roller Slide 7’ ht, Spiral Slide 7’ ht, Rock Climber 7’ ht, FRP/ROTO Bridge 8’ Long, Loop Rung, Vertical Loop Climber, Character railings, FRP/ROTO Reindeer / Flower, Double Swing with Bucket Seat, Bubble Panel including all material, labour, accessories and commissioning all complete as per the direction of engineers in charge and Technical Specification (CP- 04). | No. | 1 |  |  | 0
275 | Supplying, Installation, Testing and Commissioning of Multi Activity play equipment : Platform with Frog Canopy (0.9 mtr), Platform with Poll Leaf (1.5 mtr), FRP/ROTO Staircase, Wide Staircase with Railing, Mini Wave Slide with Slide Entry, Frog Railing, Double Wave Slide with Slide Entry, Cross-n-Zero, Ball Railing, FRP/ROTO Dolphin / Lotus / Sunflower / Butterfly, Spiral Climber 5’ ht including all material, labour, accessories and commissioning all complete as per the direction of engineers in charge and Technical Specification (CP- 05). | No. | 1 |  |  | 0
[ I ] MERRY-GO-ROUND
276 | Supplying, Installation, Testing and Commissioning of "Twinder- Go - Round" play equipment : Circular non-skid type FRP platform. The heavy duty bearing permanently lubricated with water sealant including all material, labour, accessories and commissioning all complete as per the direction of engineers in charge and Technical Specification (SS 10). | No. | 1 |  |  | 0
277 | Supplying, Installation, Testing and Commissioning of "Animal merry go round" play equipment : main frame made up of GI pipes with powder coated. whole structure is mounted on heavy-duty bearing shaft permanently lubricated with water sealant including all material, labour, accessories and commissioning all complete as per the direction of engineers in charge and Technical Specification (SS 11). | No. | 1 |  |  | 0
278 | Supplying, Installation, Testing and Commissioning of "Platform merry go round" play equipment : Non-skid type Aluminium chequered platform. The ring on which the chequered plate with handrails is based is made out of GI pipes including all material, labour, accessories and commissioning all complete as per the direction of engineers in charge and Technical Specification (SS 12). | No. | 1 |  |  | 0
279 | Supplying, Installation, Testing and Commissioning of "Four seater MGR" play equipment : Main frame made up of GI pipes and whole structure is mounted on heavy duty bearing shaft with heavy duty bearing . The seats have handrails so that the child does not fall including all material, labour, accessories and commissioning all complete as per the direction of engineers in charge and Technical Specification(SS 13). | No. | 1 |  |  | 0
280 | Supplying, Installation, Testing and Commissioning of Rubber mat. Rubber flooring specially formulated surface, offers excellent impact absorption properties which cushions the probability of unpleasant injuries to children including all material, labour, accessories and commissioning all complete as per Technical Specification and Engineer in charge. | Sqm | 100 |  |  | 0
| Sub Total of Play unit for Children Park |  |  |  |  | 0
VI | Garden Décor Works
281 | Supplying, Installation of Dust Bin. Height = 0.6m. Dia. = 0.3m. Dustbin is especially designed for accommodating well as wet kind of trash. cylinder of the bin is fabricated out of Aluminium perforated sheet 300mm in diameter and 380mm long with a self-closing tilt able lid. The drum is mounted on nylon bearings to provide it with complete rotation of the drum to facilitate the garbage removal. The frame of dustbin is made up of 25NB powder coated GI pipes all complete as per the direction of engineers in charge. | No. | 50 |  |  | 0
282 | Supplying, Installation, Testing and Commissioning of deluxe bench. Comfortably occupy 3 adults at a time. The main frame is made up of 25 NB powder coated GI pipe. All pipes are ‘A’ class pipes, The seat is made from GI perforated sheet, which is bent to give maximum support to the human body. Size = 1.20 m. x 0.60 m. Capacity = 3 Adults including all material, labour, accessories and commissioning all completeas per the direction of engineers in charge. | No. | 156 |  |  | 0
ARTIST WORK
283 | Supplying, Installation and Commissioning of Zodic Signs, Yoga Postures , Graha Mandal and Local Artifects including Clay modeling, Moulding with Plaster of Paris (PoP), Fiber casting & grinding, Colouring and Finishing. Figure / Posture Seating and Standing form etc. including all materials, labour work all complete as per Technical Specification and direction of engineers in charge. | LS | 1 |  |  | 0
| Sub Total of Garden Décor Works |  |  |  |  | 0
VII | Mechanical Works
284 | Providing and Instalation of Digital Control Dynamic Fountain (12m Dia) :- Laminar Jets forming the water stream of precise controlled jumping output like a glass tube with changing color lights. It should look like water pipe sheared at places to give the impression of glass tubes flying in air. Fog Jets: Multiple jets with specially designed nozzle to push the water through tight space at high pressure to create fog effect, Crown Jets: Digitally controlled angled nozzles to jet the water in a circular shape forming the shape of a crown. Chasing Jets specially designed individually controlled jets with high speed digital signal processor and solenoid, multi formations into various shapes and sizes creating circular motion of moving jets. Central High Jet digitally controlled single form high jet formation with uniform water pattern. Electronic Control System Digital controls with solid state control panels activated in micro seconds to process the commands through the solid state chips and complete digital controls to above all formations including all material, labour, accessories and commissioning all complete as per Technical Specification and direction of engineers in charge. | L.S | 1 |  |  | 0
285 | Water Cooler & Purification system: Providing and fixing Water Cooler (with Full SS-panels), Storage Capacity – 380 liters, Cooling Capacity - 170 liters with Faster cooling, Eco friendly, Stainless steel body, Stainless steel tank, In-C2 power saving PUF insulation, Easy controls, Speedy drainage, Rotary type compressor, trouble free operation and Water purification system Equipped with E-boiling+, an Intelligent Purity sensor system, Mineral Preserver system, Hi Flo rate and safe water including all taxes with 12 months warranty, enstalation at site, necessesary electrical conneection, approved make etc. Complete as per Technical Specification and Engineer in charge. | No. | 4 |  |  | 0
286 | 7.5 HP Submersible pump : Supplying, installation, testing and commissioning of submersible pump set for water supply system having 7.5 HP, three phase, 415 volts AC induction submersible motor directly coupled with solid coupling to multi-stage submersible pump of discharge capacity of 250 LPM at a head of 60 metres, delivery size 50 mm, in existing bore well of dia. 1000/ 12000 mm, including 2 sets of suitable size holding clamps made out of 50 mm X 6 mm MS flat, connection etc. as required. The cost is inclusive of ( 2 set submersible pump to be installed and two standby set shall be kept in store with all accessories and spare to use in emmergency ) | Set | 4 |  |  | 0
287 | Centrifugal Pump & Diaphragm Tank: Supplying and erection and commissioning of Vertical, non-self-priming, multistage, in-line centrifugal pumps with driving motor,common base plate, accessories, hardwares, instruments for a discharge 23.6 m³/h flow of head 73m etc with control panel, main switch, single phase preventer, phase indicating lamps, dry run protection, foot valve, Non return valve & gate valve ISI marked with pressure indicator including all material labour, hydraulic testing and commissioning all complete as per Technical Specification and direction of engineers in charge. Diaphragm tank : pressure tanks are long-life tanks ideally suited for controlling the pressure. maintenance-free, reliable and controlled operation etc. complete including all materials as per the direction of engineers in charge and Technical Specification. | Set | 4 |  |  | 0
Construction of Tube wells
Providing and installation Tubewell boring Approximate 150 Meter deep, 7.5 H.P. Electric Pump of approved make to deliver the required water pressure, along with required electrical installations and connection pipe etc. complete.
288 | Carrying out the resistivity survey by VES method using Schlumberger configuration for locating the proper spot for drilling of tube well with in the selected habitation, including photography, interpretation of resistivity data and submission of report in the desired format along with resistivity readings, necessary graph and photographs as per the direction of engineers in charge. (only successful point is payable) | Point | 8 |  |  | 0
289 | Drilling of perfectly vertical bore hole of a diameter suitable to receive 150 mm nominal diameter casing pipe up to desired depth below ground level including providing, lowering and fixing of 150 mm nominal dia ISI marked G.I. casing pipe Medium Class inside the bore hole including all work pertaining to drilling, installation and removal of drilling machine etc. complete as per the direction of engineers in charge.
i | In all types of collapsible strata consisting of soil, clays, sand, moorum, gravel, boulder etc. | metre | 300 |  |  | 0
290 | Providing and fixing of M.S. well cap on top to the tube well casing pipe for protection: as per the direction of engineers in charge.
i | 150mm dia | each | 2 |  |  | 0
291 | Providing assembling, centering and lowering of properly designed casing pipe assembly inside the bore hole drilled for construction of gravel packed tube well including the cost of providing and fixing of centraliser, and transportation of casing assembly etc. complete as per the direction of engineers in charge. | metre | 30 |  |  | 0
i | Casing assembly composed of 150 mm diameter blank and slotted G.I. casing pipes.
1) Type of pipe - 200 mm dia G.I. medium "B" class casing pipe ISI marked.
2) Internal dia of Pipe = 150 mm
3) Thickness of pipe = 2.0 mm
4) Mass of Pipe = 57-58 Kg
292 | 7.5 HP electric pump of approved make to deliver the required water pressure, along with required electrical installation and connection pipe etc. as per the direction of engineers in charge.
i | Supplying, installation, testing and commissioning of submersible pump set for water supply system having 7.5 HP, three phase, 415 volts AC induction submersible motor directly coupled with solid coupling to multi-stage submersible pump of discharge capacity of 250 LPM at a head of 60 metres, delivery size 50 mm, in existing bore well of dia. 1000/ 12000 mm, including 2 sets of suitable size holding clamps made out of 50 mm X 6 mm MS flat, connection etc. as required. | SET | 4 |  |  | 0
293 | Supply, installation, testing and commissioning of cubicle type wall/ floor mounted power cum control panel made out of not less than 1.6 mm thick MS sheet and comprising of following panel mounting switchgears there in including connection inter-connection etc. as required. a) Phase indicating lamps with fuses and toggle switches 1 set b) Star-delta starter suitable for 7.5 HP 3 phase AC induction motor with over load and no volt relay c) 32 A "C" series TPMCB 1 No d) Voltmeter 0-500 V with selector switch 1 set e) Ammeter 0-10 A with CT's and selector switch 1 set. | SET | 2 |  |  | 0
294 | Supplying and laying following sizes one number PVC insulated, PVC sheathed, steel armoured, aluminium conductor power cable of 1.1 KV grade direct in ground including excavation, sand cushioning, protective covering and refilling the trench etc as required.
i | 3.5 x 25 sq. mm. | metre | 20 |  |  | 0
295 | Supplying and making end termination with brass compression gland and aluminum lugs for following size armoured aluminum conductor power cable of 1.1 KV grade as required. as per the direction of engineers in charge.
i | 3½ X 25 sq. mm | each | 16 |  |  | 0
| Sub Total of Mechanical Works |  |  |  |  | 0
VIII | Operation and Maintenance Works
a | Maintenance of Civil works
296 | Maintenance and Cleaning of pathways and garbage's
i | Maintenance and Cleaning of pathways and garbage's twice in a weak from pathways and cleaning of garbages for one year period all complete as per direction of engineer in charge. | Sqm | 50000 |  |  | 0
297 | Maintenance and Cleaning of Building works
i | Maintenance and Cleaning of Building works daily for one year period all complete as per direction of engineer in charge as detailed below.
| 1. The house keeping boys will come to the office by 2 hours before and will clean the premises before park visitor's timing. 2. All the toilets will clean minimum three times. The cleaning of the toilets will be checked & full fill by the housekeeping boys. 3. Dusting of each and every room, cabins, walls & windows, fan, tables, tube lights, night lamp etc. 4. Removing of spider webs from roof and all corners. 5. Wiping the room, bathrooms, lavatories with phenyl, and other chemicals twice in a day or as and when required including provisions of all accessorie cleaning equipments, brooms, bucket etc. 6. Cleaning of furniture by wet mopping, dry mopping and dusting. 7. Cleaning of dustbins and disposing the same upto the main container located near the service gate. | Sqm | 3500 |  |  | 0
298 | Maintenance and Cleaning of Water tank, fountain , Drinking water fountain and water bodies
i | Maintenance and Cleaning of Water tank, fountain , drinking water fountain and water bodies including disinfection twice in a month for one year period all complete as per direction of engineer in charge. | Sqm | 22500 |  |  | 0
b | Maintenance of Landscaping works
299 | Maintenance of Lawns : Maintenance of Lawns or Turfing of Slopes and watering daily for a period of one year including deweeding, dressing, application of necessary fertilizers and pesticides all complete as per direction of engineer in charge. If any part of Lawns of landscaping work is damaged, during the maintenance period, the same again should be planted within 7 days without any additional payment and if replantation work is not carried out the same amount shall be deducted. | sqm | 180500 |  |  | 0
300 | Flowering plants and shrubs Maintenance: Maintenance of flowering plants and shrubs and watering daily for a period of one year including deweeding, cultivation,dressing, and application of necessary fertilizers and pesticides all complete as per direction of engineer in charge. If any part of flowering plants and shrubs of landscaping work is damaged, during the maintenance period, the same again should be planted within 7 days without any additional payment and if replantation work is not carried out the same amount shall be deducted. | Sqm | 4000 |  |  | 0
301 | Hedges Maintenance: Maintenance of Hedges and watering daily for a period of one year including deweeding, cultivation, periodical trimming, replacement of seasonals as per prevailing seasons (twice in a year), and application of necessary fertilizers and pesticides all complete as per direction of engineer in charge. If any part of Hedges of landscaping work is damaged, during the maintenance period, the same again should be planted within 7 days without any additional payment and if replantation work is not carried out the same amount shall be deducted. | Rmt | 215 |  |  | 0
302 | Maintenance of avenue trees & palm tree: Maintenance of avenue trees and watering daily for a period of one year including deweeding, cultivation, treeming & pruning and application of necessary fertilizers and pesticides all complete as per direction of engineer in charge. If any part of avenue trees of landscaping work is damaged, during the maintenance period, the same again should be planted within 7 days without any additional payment and if replantation work is not carried out the same amount shall be deducted. Adjustment of tree stakes &tree ties, cultivation and preparation of ring basis. | Nos. | 3299 |  |  | 0
303 | O & M of Solid waste collection and treatment: Collection of garbage generated from the entire park area and carying out vermicomposting treatment and use the manuare in gardening purpose for one year all complete as per direction of engineer in charge. | Lot | 1 |  |  | 0
c | Operation and Maintenance of Irrigation Works ( For all the Items of Irrigation Works )
304 | Maintenance of all the installed Irrigation items for one year period all complete as per direction of engineer in charge including the operational safety of the equipments.The contractor is responsible for any damages during course of operation. The piping and equipments should be in good working condition at the end of one year. All the necessary spares should be provided and be available along with a fitter throughout the maintenance period without any additional payment.The contractor should replace the damaged items without any additional payment during the course maintenance as detailed in special conditions of contract. | Lot | 1 |  |  | 0
d | Operation and Maintenance of Electro mechanical works (For all the Items of Electrical and Mechanical Works)
305 | Maintenance of all the installed Electro mechanical works for one year period all complete as per direction of engineer in charge including the operational safety of the electro mechanical machaneries and equipments.The contractor is responsible for any damages during course of operation . The electro mechanical machaneries and equipments should be in good working condition at the end of one year. All the necessary spares should be provided and available along with a fitter throughout the maintenance period without any additional payment. The contractor should replace the damaged fixtures , electro mechanical mechaneries and equipments without any additional payment. | Lot | 1 |  |  | 0
e | Maintenance and Cleaning of Play unit Equipments ( For all the Items of Play unit Equipments )
306 | Maintenance and Cleaning of all the installed Play unit Equipments daily for one year period all complete as per direction of engineer in charge including painting, greasing and checking the operational safety of the equipments.The contractor is responsible for any damages during course of operation. The play units should be in good working condition at the end of one year. All the necessary spares should be provided and available along with a fitter throughout the maintenance period without any additional payment. | Lot | 1 |  |  | 0
| Sub Total of Operation and Maintenance Works |  |  |  |  | 0